{"text_format":"3","workbook":"xls","n_sheets":34,"sheets":["1.1 扉-1 扉页","3.1 表-08 分部分项工程和单价措施项目清单与计价表","3.2 表-11 总价措施项目清单与计价表(徐州)","3.3 表-12 其他项目清单与计价汇总表","3.4 表-12-1 暂列金额明细表","3.5 表-12-2 材料（工程设备）暂估单价及调整表","3.6 表-12-3 专业工程暂估价及结算价表","3.7 表-12-4 计日工表","3.8 表-12-5 总承包服务费计价表","3.9 表-13 规费、税金项目计价表","3.10 表-20 发包人提供材料和工程设备一览表","3.11 表-21 承包人材料设备（适用于造价信息差额调整法）","4.1 表-08 分部分项工程和单价措施项目清单与计价表","4.2 表-11 总价措施项目清单与计价表(徐州)","4.3 表-12 其他项目清单与计价汇总表","4.4 表-12-1 暂列金额明细表","4.5 表-12-2 材料（工程设备）暂估单价及调整表","4.6 表-12-3 专业工程暂估价及结算价表","4.7 表-12-4 计日工表","4.8 表-12-5 总承包服务费计价表","4.9 表-13 规费、税金项目计价表","4.10 表-20 发包人提供材料和工程设备一览表","4.11 表-21 承包人材料设备（适用于造价信息差额调整法）","5.1 表-08 分部分项工程和单价措施项目清单与计价表","5.2 表-11 总价措施项目清单与计价表(徐州)","5.3 表-12 其他项目清单与计价汇总表","5.4 表-12-1 暂列金额明细表","5.5 表-12-2 材料（工程设备）暂估单价及调整表","5.6 表-12-3 专业工程暂估价及结算价表","5.7 表-12-4 计日工表","5.8 表-12-5 总承包服务费计价表","5.9 表-13 规费、税金项目计价表","5.10 表-20 发包人提供材料和工程设备一览表","5.11 表-21 承包人材料设备（适用于造价信息差额调整法）"],"not_rendered":{"external_links":1},"read":"whole","date_system":"1900","formulas":"cached_only"}

{"sheet":"1.1 扉-1 扉页","index":0,"n_rows":20,"n_cols":8,"rows_kept":20,"merged":[[1,2,2,6],[1,7,2,7],[4,0,4,9],[7,1,7,2],[7,6,7,8],[8,6,8,8],[10,1,11,2],[10,3,11,3],[10,5,11,5],[11,6,11,8],[12,6,12,8],[15,1,15,2],[15,6,15,8],[16,6,16,8],[19,1,19,2],[19,6,19,8]],"flags":["formulas_cached_only"]}
[]
[null,null,"江苏师范大学语言科学与艺术学院实景实验室防水及舞美置景修缮系统维护工程",{"$nulls":4},"工程"]
[]
[]
["招标工程量清单"]
[]
[]
[null,"招  标  人：",{"$nulls":3},"造价咨询人："]
[{"$nulls":3},"（单位盖章）",null,null,"（单位资质专用章）"]
[]
[null,"法定代表人\n或其授权人：",{"$nulls":3},"法定代表人\n或其授权人："]
[]
[{"$nulls":3},"（签字或盖章）",null,null,"（签字或盖章）"]
[]
[]
[null,"编  制  人：",{"$nulls":3},"复  核  人："]
[{"$nulls":3},"（造价人员签字盖专用章）",null,null,"（造价工程师签字盖专用章）"]
[]
[]
[null,"编 制 时 间：",null,"2024年04月07日",null,"复 核 时 间：","2024年04月07日"]

{"sheet":"3.1 表-08 分部分项工程和单价措施项目清单与计价表","index":1,"n_rows":77,"n_cols":12,"rows_kept":77,"merged":[[0,0,0,11],[1,0,1,4],[1,5,1,9],[1,10,1,11],[2,0,4,0],[2,1,4,1],[2,2,4,3],[2,4,4,5],[2,6,4,6],[2,7,4,7],[2,8,2,11],[3,8,4,8],[3,9,4,10],[5,0,6,0],[5,1,6,1],[5,2,6,3],[5,4,6,5],[5,6,6,6],[5,7,6,7],[5,8,6,8],[5,9,6,10],[5,11,6,11],[7,0,8,0],[7,1,8,1],[7,2,8,3],[7,4,8,5],[7,6,8,6],[7,7,8,7],[7,8,8,8],[7,9,8,10],[7,11,8,11],[9,2,9,3],[9,4,9,5],[9,9,9,10],[10,0,11,0],[10,1,11,1],[10,2,11,3],[10,4,11,5],[10,6,11,6],[10,7,11,7],[10,8,11,8],[10,9,11,10],[10,11,11,11],[12,0,13,0],[12,1,13,1],[12,2,13,3],[12,4,13,5],[12,6,13,6],[12,7,13,7],[12,8,13,8],[12,9,13,10],[12,11,13,11],[14,2,14,3],[14,4,14,5],[14,9,14,10],[15,2,15,3],[15,4,15,5],[15,9,15,10],[16,2,16,3],[16,4,16,5],[16,9,16,10],[17,2,17,3],[17,4,17,5],[17,9,17,10],[18,0,18,8],[18,9,18,10],[20,3,20,11],[21,0,21,11],[22,0,22,4],[22,5,22,9],[22,10,22,11],[23,0,25,0],[23,1,25,1],[23,2,25,3],[23,4,25,5],[23,6,25,6],[23,7,25,7],[23,8,23,11],[24,8,25,8],[24,9,25,10],[26,0,27,0],[26,1,27,1],[26,2,27,3],[26,4,27,5],[26,6,27,6],[26,7,27,7],[26,8,27,8],[26,9,27,10],[26,11,27,11],[28,2,28,3],[28,4,28,5],[28,9,28,10],[29,2,29,3],[29,4,29,5],[29,9,29,10],[30,2,30,3],[30,4,30,5],[30,9,30,10],[31,2,31,3],[31,4,31,5],[31,9,31,10],[32,2,32,3],[32,4,32,5],[32,9,32,10],[33,2,33,3],[33,4,33,5],[33,9,33,10],[34,0,35,0],[34,1,35,1],[34,2,35,3],[34,4,35,5],[34,6,35,6],[34,7,35,7],[34,8,35,8],[34,9,35,10],[34,11,35,11],[36,0,37,0],[36,1,37,1],[36,2,37,3],[36,4,37,5],[36,6,37,6],[36,7,37,7],[36,8,37,8],[36,9,37,10],[36,11,37,11],[38,0,38,8],[38,9,38,10],[40,3,40,11],[41,0,41,11],[42,0,42,4],[42,5,42,9],[42,10,42,11],[43,0,45,0],[43,1,45,1],[43,2,45,3],[43,4,45,5],[43,6,45,6],[43,7,45,7],[43,8,43,11],[44,8,45,8],[44,9,45,10],[46,0,47,0],[46,1,47,1],[46,2,47,3],[46,4,47,5],[46,6,47,6],[46,7,47,7],[46,8,47,8],[46,9,47,10],[46,11,47,11],[48,2,48,3],[48,4,48,5],[48,9,48,10],[49,2,49,3],[49,4,49,5],[49,9,49,10],[50,2,50,5],[50,9,50,10],[51,2,51,3],[51,4,51,5],[51,9,51,10],[52,2,52,3],[52,4,52,5],[52,9,52,10],[53,2,53,3],[53,4,53,5],[53,9,53,10],[54,2,54,3],[54,4,54,5],[54,9,54,10],[55,2,55,3],[55,4,55,5],[55,9,55,10],[56,2,56,3],[56,4,56,5],[56,9,56,10],[57,2,57,3],[57,4,57,5],[57,9,57,10],[58,2,58,3],[58,4,58,5],[58,9,58,10],[59,2,59,3],[59,4,59,5],[59,9,59,10],[60,2,60,3],[60,4,60,5],[60,9,60,10],[61,2,61,3],[61,4,61,5],[61,9,61,10],[62,2,62,3],[62,4,62,5],[62,9,62,10],[63,2,63,3],[63,4,63,5],[63,9,63,10],[64,2,64,3],[64,4,64,5],[64,9,64,10],[65,2,65,3],[65,4,65,5],[65,9,65,10],[66,2,66,3],[66,4,66,5],[66,9,66,10],[67,2,67,3],[67,4,67,5],[67,9,67,10],[68,2,68,3],[68,4,68,5],[68,9,68,10],[69,2,69,3],[69,4,69,5],[69,9,69,10],[70,2,70,3],[70,4,70,5],[70,9,70,10],[71,2,71,3],[71,4,71,5],[71,9,71,10],[72,2,72,3],[72,4,72,5],[72,9,72,10],[73,0,73,8],[73,9,73,10],[74,0,74,8],[74,9,74,10],[76,3,76,11]],"flags":["formulas_cached_only"]}
["分部分项工程和单价措施项目清单与计价表"]
["工程名称：江苏师范大学语言科学与艺术学院实景实验室防水及舞美置景修缮系统维护工程01",{"$nulls":4},"标段：",{"$nulls":4},"第1页 共3页"]
["序号","项目编码","项目名称",null,"项目特征描述",null,"计量\n单位","工程量","金额（元）"]
[{"$nulls":8},"综合单价","合价",null,"其中"]
[{"$nulls":11},"暂估价"]
["1","011606002001","墙柱面龙骨及饰面拆除",null,"1、防水工程方案必须和墙壁密切结合，这就需要拆除墙面饰板。墙面饰板结构为：钢骨架+18mm奥松板+石膏板+满刮双组份抗裂腻子。\n2、施工单位需自行勘察现场综合考虑拆除内容，拆除后的垃圾清理外运费用，投标人自主报价。",null,"m2",18]
[]
["2","011207001001","墙面装饰板",null,"1、在墙体上固定钢制骨架，用奥松板补齐墙面，石膏板找齐拼缝，挂网防裂，满刮双组份抗裂腻子。打磨平整，为整面喷绘背景铺贴做好准备。",null,"m2",18]
[]
["3","011507001001","平面、箱式招牌",null,"1、整面背景喷绘铺贴，尺寸30米长，2.8米高",null,"m2",84]
["4","011606001001","楼地面龙骨及饰面拆除",null,"1、演播室地面铺贴的灰白造型PVC地板拆除，地面遗留的残胶打磨至水泥本体。\n2、拆除后的垃圾清理外运费用，投标人综合考虑自主报价。",null,"m2",100]
[]
["5","011101005001","自流坪楼地面",null,"1、地面打磨平整，水泥基双组份自流平找平\n2、施工单位需自行勘察现场，厚度及平整度满足上面铺贴饰面要求，且整体观感质量满足甲方使用要求。",null,"m2",140]
[]
["6","011104002001","竹、木（复合）地板",null,"1、复合地板铺贴\n2、整体观感质量满足甲方使用要求。",null,"m2",100]
["7","011104004002","防静电活动地板",null,"1、更新为全钢陶瓷150mm架空防静电地板机房瓷砖抗静电600*600 （颜色象牙白），铺贴平整",null,"m2",40]
["8","011105006001","金属踢脚线",null,"1、配60mm高磨砂不锈钢本色踢脚线。",null,"m",26]
["9","011406001001","抹灰面油漆",null,"1、导播室全屋墙面喷涂乳胶漆（象牙白）两遍",null,"m2",54]
["本页小计"]
[]
[{"$nulls":3},"【新点2013清单造价江苏版 V10.3.6】"]
["分部分项工程和单价措施项目清单与计价表"]
["工程名称：江苏师范大学语言科学与艺术学院实景实验室防水及舞美置景修缮系统维护工程01",{"$nulls":4},"标段：",{"$nulls":4},"第2页 共3页"]
["序号","项目编码","项目名称",null,"项目特征描述",null,"计量\n单位","工程量","金额（元）"]
[{"$nulls":8},"综合单价","合价",null,"其中"]
[{"$nulls":11},"暂估价"]
["10","011609002001","隔断隔墙拆除",null,"1、拆除黑色穿孔铝合金饰板，吊线加固剩余部分防止隔墙坍塌，以保证导播室与演播室之间贯通，保证防水工程地面一体灌浆。\n2、拆除后的垃圾清理外运费用，投标人综合考虑自主报价。",null,"m2",5]
[]
["11","011210002001","金属隔断",null,"1、为保持隔墙颜色一致，用原黑色穿孔铝合金饰板恢复，内部加固轻钢龙骨和岩棉隔音填充，恢复和原来隔断一样。",null,"m2",5]
["12","011610002001","金属门窗拆除",null,"1、1.6米宽玻璃门需要拆除，提升安装高度\n2、拆除后的垃圾清理外运费用，投标人综合考虑自主报价。",null,"樘",1]
["13","011615001001","开孔（打洞）",null,"1、1.6米宽玻璃门提升20厘米，在原门洞上方开20厘米门洞",null,"个",1]
["14","011210002002","金属隔断",null,"1、确保安装高度和原来一样。原来黑色哑光不锈钢包边需要换新的。",null,"m2",3.52]
["15","011609002002","隔断隔墙拆除",null,"1、玻璃隔断宽3.5米，高3.4米，磨砂不锈钢包边，保护性拆除",null,"m2",11.9]
["16","011210002003","金属隔断",null,"1、玻璃隔断宽3.5米，高3.4米，原来的磨砂不锈钢包边，已经不能使用，需要换新的",null,"m2",11.9]
["17","011610001001","木门窗拆除",null,"1、导播室大门门框：该门框为木质结构，现在腐蚀严重，漆面脱落，需要更换。\n2、拆除后的垃圾清理外运费用，投标人综合考虑自主报价。",null,"樘",1]
[]
["18","010801005001","木门框",null,"1、导播室大门门框：该门框为木质结构，现在腐蚀严重，漆面脱落，需要更换。\n2、拆除后的垃圾清理外运费用，投标人综合考虑自主报价。",null,"m2",2.64]
[]
["本页小计"]
[]
[{"$nulls":3},"【新点2013清单造价江苏版 V10.3.6】"]
["分部分项工程和单价措施项目清单与计价表"]
["工程名称：江苏师范大学语言科学与艺术学院实景实验室防水及舞美置景修缮系统维护工程01",{"$nulls":4},"标段：",{"$nulls":4},"第3页 共3页"]
["序号","项目编码","项目名称",null,"项目特征描述",null,"计量\n单位","工程量","金额（元）"]
[{"$nulls":8},"综合单价","合价",null,"其中"]
[{"$nulls":11},"暂估价"]
["19","010904001002","楼（地）面卷材防水",null,"1、堵漏采用负压查漏和正压灌防水材料，再用聚乙烯丙纶防水卷材满铺等多种防水措施，确保百分之百不漏水（堵漏完工后第一场雨水作试水根据）。",null,"m2",165]
[]
["20","010504001001","直形墙",null,"1、混凝土种类：非泵送\n2、混凝土强度等级：C30\n3、包含支模板",null,"m3",2.5]
["21","011101003001","细石混凝土楼地面",null,"1、面层厚度、混凝土强度等级：200mm厚，C20细石混凝土地面",null,"m2",150]
[null,null,"分部分项合计",{"$nulls":4},""]
{"$rows_empty":22}
["本页小计"]
["合    计"]
[]
[{"$nulls":3},"【新点2013清单造价江苏版 V10.3.6】"]

{"sheet":"3.2 表-11 总价措施项目清单与计价表(徐州)","index":2,"n_rows":71,"n_cols":14,"rows_kept":71,"merged":[[0,0,0,14],[1,0,1,6],[1,7,1,11],[1,12,1,14],[2,2,2,4],[2,6,2,7],[2,8,2,9],[2,11,2,12],[2,13,2,14],[3,2,3,4],[3,6,3,7],[3,8,3,9],[3,11,3,12],[3,13,3,14],[4,2,4,4],[4,6,4,7],[4,8,4,9],[4,11,4,12],[4,13,4,14],[5,2,5,4],[5,6,5,7],[5,8,5,9],[5,11,5,12],[5,13,5,14],[6,2,6,4],[6,6,6,7],[6,8,6,9],[6,11,6,12],[6,13,6,14],[7,2,7,4],[7,6,7,7],[7,8,7,9],[7,11,7,12],[7,13,7,14],[8,0,11,0],[8,1,11,1],[8,2,11,4],[8,5,11,5],[8,6,11,7],[8,8,11,9],[8,10,11,10],[8,11,11,12],[8,13,11,14],[12,2,12,4],[12,6,12,7],[12,8,12,9],[12,11,12,12],[12,13,12,14],[13,2,13,4],[13,6,13,7],[13,8,13,9],[13,11,13,12],[13,13,13,14],[14,2,14,4],[14,6,14,7],[14,8,14,9],[14,11,14,12],[14,13,14,14],[15,0,15,14],[17,3,17,14],[18,0,18,3],[18,9,18,13],[19,0,19,14],[20,0,20,6],[20,7,20,11],[20,12,20,14],[21,2,21,4],[21,6,21,7],[21,8,21,9],[21,11,21,12],[21,13,21,14],[22,2,22,4],[22,6,22,7],[22,8,22,9],[22,11,22,12],[22,13,22,14],[23,2,23,4],[23,6,23,7],[23,8,23,9],[23,11,23,12],[23,13,23,14],[24,2,24,4],[24,6,24,7],[24,8,24,9],[24,11,24,12],[24,13,24,14],[25,2,25,4],[25,6,25,7],[25,8,25,9],[25,11,25,12],[25,13,25,14],[26,2,26,4],[26,6,26,7],[26,8,26,9],[26,11,26,12],[26,13,26,14],[27,0,28,0],[27,1,28,1],[27,2,28,4],[27,5,28,5],[27,6,28,7],[27,8,28,9],[27,10,28,10],[27,11,28,12],[27,13,28,14],[29,0,31,0],[29,1,31,1],[29,2,31,4],[29,5,31,5],[29,6,31,7],[29,8,31,9],[29,10,31,10],[29,11,31,12],[29,13,31,14],[32,2,32,4],[32,6,32,7],[32,8,32,9],[32,11,32,12],[32,13,32,14],[33,2,33,4],[33,6,33,7],[33,8,33,9],[33,11,33,12],[33,13,33,14],[34,0,34,14],[35,3,35,14],[36,0,36,3],[36,9,36,13],[37,0,37,14],[38,0,38,6],[38,7,38,11],[38,12,38,14],[39,2,39,4],[39,6,39,7],[39,8,39,9],[39,11,39,12],[39,13,39,14],[40,0,42,0],[40,1,42,1],[40,2,42,4],[40,5,42,5],[40,6,42,7],[40,8,42,9],[40,10,42,10],[40,11,42,12],[40,13,42,14],[43,2,43,4],[43,6,43,7],[43,8,43,9],[43,11,43,12],[43,13,43,14],[44,2,44,4],[44,6,44,7],[44,8,44,9],[44,11,44,12],[44,13,44,14],[45,2,45,4],[45,6,45,7],[45,8,45,9],[45,11,45,12],[45,13,45,14],[46,2,46,4],[46,6,46,7],[46,8,46,9],[46,11,46,12],[46,13,46,14],[47,2,47,4],[47,6,47,7],[47,8,47,9],[47,11,47,12],[47,13,47,14],[48,2,48,4],[48,6,48,7],[48,8,48,9],[48,11,48,12],[48,13,48,14],[49,2,49,4],[49,6,49,7],[49,8,49,9],[49,11,49,12],[49,13,49,14],[50,2,50,4],[50,6,50,7],[50,8,50,9],[50,11,50,12],[50,13,50,14],[51,2,51,4],[51,6,51,7],[51,8,51,9],[51,11,51,12],[51,13,51,14],[52,2,52,4],[52,6,52,7],[52,8,52,9],[52,11,52,12],[52,13,52,14],[53,2,53,4],[53,6,53,7],[53,8,53,9],[53,11,53,12],[53,13,53,14],[54,2,54,4],[54,6,54,7],[54,8,54,9],[54,11,54,12],[54,13,54,14],[55,2,55,4],[55,6,55,7],[55,8,55,9],[55,11,55,12],[55,13,55,14],[56,2,56,4],[56,6,56,7],[56,8,56,9],[56,11,56,12],[56,13,56,14],[57,2,57,4],[57,6,57,7],[57,8,57,9],[57,11,57,12],[57,13,57,14],[58,2,58,4],[58,6,58,7],[58,8,58,9],[58,11,58,12],[58,13,58,14],[59,2,59,4],[59,6,59,7],[59,8,59,9],[59,11,59,12],[59,13,59,14],[60,2,60,4],[60,6,60,7],[60,8,60,9],[60,11,60,12],[60,13,60,14],[61,2,61,4],[61,6,61,7],[61,8,61,9],[61,11,61,12],[61,13,61,14],[62,2,62,4],[62,6,62,7],[62,8,62,9],[62,11,62,12],[62,13,62,14],[63,2,63,4],[63,6,63,7],[63,8,63,9],[63,11,63,12],[63,13,63,14],[64,2,64,4],[64,6,64,7],[64,8,64,9],[64,11,64,12],[64,13,64,14],[65,2,65,4],[65,6,65,7],[65,8,65,9],[65,11,65,12],[65,13,65,14],[66,2,66,4],[66,6,66,7],[66,8,66,9],[66,11,66,12],[66,13,66,14],[67,0,67,14],[69,3,69,14],[70,0,70,3],[70,9,70,13]],"flags":["formulas_cached_only"]}
["总价措施项目清单与计价表"]
["工程名称：江苏师范大学语言科学与艺术学院实景实验室防水及舞美置景修缮系统维护工程01",{"$nulls":6},"标段：",{"$nulls":4},"第1页 共3页"]
["序号","项目编码","项目名称",null,null,"计算基础","费率（%）",null,"金额（元）",null,"调整\n费率（%）","调整后\n金额（元）",null,"备注"]
["1","011707001001","安全文明施工费",{"$nulls":3},""]
["1.1",null,"基本费",null,null,"分部分项合计+单价措施项目合计-除税工程设备费",1.5]
["1.2",null,"增加费",null,null,"分部分项合计+单价措施项目合计-除税工程设备费",""]
["1.3",null,"扬尘污染防治增加费",null,null,"分部分项合计+单价措施项目合计-除税工程设备费",0.21]
["2","011707002001","夜间施工",null,null,"分部分项合计+单价措施项目合计-除税工程设备费",""]
["3","011707003001","非夜间施工照明",null,null,"分部分项合计+单价措施项目合计-除税工程设备费","",{"$nulls":6},"在计取非夜间施工照明费时，建筑工程、仿古工程、修缮土建部分仅地下室（地宫）部分可计取；单独装饰、安装工程、园林绿化工程、修缮安装部分仅特殊施工部位内施工项目可计取"]
[]
[]
[]
["4","011707004001","二次搬运",null,null,"分部分项合计+单价措施项目合计-除税工程设备费",""]
["5","011707005001","冬雨季施工",null,null,"分部分项合计+单价措施项目合计-除税工程设备费",""]
[]
[]
[]
[{"$nulls":3},"【新点2013清单造价江苏版 V10.3.6】"]
["编制人（造价人员）：",{"$nulls":8},"复核人（造价工程师）："]
["总价措施项目清单与计价表"]
["工程名称：江苏师范大学语言科学与艺术学院实景实验室防水及舞美置景修缮系统维护工程01",{"$nulls":6},"标段：",{"$nulls":4},"第2页 共3页"]
["序号","项目编码","项目名称",null,null,"计算基础","费率（%）",null,"金额（元）",null,"调整\n费率（%）","调整后\n金额（元）",null,"备注"]
["6","011707006001","地上、地下设施、建筑物的临时保护设施",null,null,"分部分项合计+单价措施项目合计-除税工程设备费",""]
["7","011707007001","已完工程及设备保护",null,null,"分部分项合计+单价措施项目合计-除税工程设备费",""]
["8","011707008001","临时设施",null,null,"分部分项合计+单价措施项目合计-除税工程设备费",""]
["9","011707009001","赶工措施",null,null,"分部分项合计+单价措施项目合计-除税工程设备费",""]
["10","011707010001","工程按质论价",null,null,"分部分项合计+单价措施项目合计-除税工程设备费",""]
["11","011707011001","住宅分户验收",null,null,"分部分项合计+单价措施项目合计-除税工程设备费","",{"$nulls":6},"在计取住宅分户验收时，大型土石方工程、桩基工程和地下室部分不计入计费基础"]
[]
["12","011707012001","建筑工人实名制费用",null,null,"分部分项合计+单价措施项目合计-除税工程设备费","",{"$nulls":6},"建筑工人实名制设备由建筑工人工资专用账户开户银行提供的，建筑工人实名制费用按表中费率乘以0.5系数计取"]
[]
[]
["13","011707091001","特殊条件下施工增加费",null,null,"分部分项合计+单价措施项目合计-除税工程设备费",""]
[]
[]
[{"$nulls":3},"【新点2013清单造价江苏版 V10.3.6】"]
["编制人（造价人员）：",{"$nulls":8},"复核人（造价工程师）："]
["总价措施项目清单与计价表"]
["工程名称：江苏师范大学语言科学与艺术学院实景实验室防水及舞美置景修缮系统维护工程01",{"$nulls":6},"标段：",{"$nulls":4},"第3页 共3页"]
["序号","项目编码","项目名称",null,null,"计算基础","费率（%）",null,"金额（元）",null,"调整\n费率（%）","调整后\n金额（元）",null,"备注"]
["14","011707015001","智慧工地费用",null,null,"分部分项合计+单价措施项目合计-除税工程设备费","",{"$nulls":6},"现场安全隐患排查、人员信息动态管理、扬尘管控视频监控、高处作业防护预警、危大工程监测预警和集成平台等设备、软件和管理费用。"]
[]
[]
["15","011707016001","新冠疫情常态化防控",null,null,"分部分项合计+单价措施项目合计-除税工程设备费",""]
{"$rows_empty":25}
[{"$nulls":3},"【新点2013清单造价江苏版 V10.3.6】"]
["编制人（造价人员）：",{"$nulls":8},"复核人（造价工程师）："]

{"sheet":"3.3 表-12 其他项目清单与计价汇总表","index":3,"n_rows":43,"n_cols":8,"rows_kept":43,"merged":[[0,0,0,7],[1,0,1,3],[1,4,1,6],[2,1,2,2],[2,3,2,4],[2,6,2,7],[3,1,3,2],[3,3,3,4],[3,6,3,7],[4,1,4,2],[4,3,4,4],[4,6,4,7],[5,1,5,2],[5,3,5,4],[5,6,5,7],[6,1,6,2],[6,3,6,4],[6,6,6,7],[7,1,7,2],[7,3,7,4],[7,6,7,7],[8,1,8,2],[8,3,8,4],[8,6,8,7],[9,1,9,2],[9,3,9,4],[9,6,9,7],[10,1,10,2],[10,3,10,4],[10,6,10,7],[11,1,11,2],[11,3,11,4],[11,6,11,7],[12,1,12,2],[12,3,12,4],[12,6,12,7],[13,1,13,2],[13,3,13,4],[13,6,13,7],[14,1,14,2],[14,3,14,4],[14,6,14,7],[15,1,15,2],[15,3,15,4],[15,6,15,7],[16,1,16,2],[16,3,16,4],[16,6,16,7],[17,1,17,2],[17,3,17,4],[17,6,17,7],[18,1,18,2],[18,3,18,4],[18,6,18,7],[19,1,19,2],[19,3,19,4],[19,6,19,7],[20,1,20,2],[20,3,20,4],[20,6,20,7],[21,1,21,2],[21,3,21,4],[21,6,21,7],[22,1,22,2],[22,3,22,4],[22,6,22,7],[23,1,23,2],[23,3,23,4],[23,6,23,7],[24,1,24,2],[24,3,24,4],[24,6,24,7],[25,1,25,2],[25,3,25,4],[25,6,25,7],[26,1,26,2],[26,3,26,4],[26,6,26,7],[27,1,27,2],[27,3,27,4],[27,6,27,7],[28,1,28,2],[28,3,28,4],[28,6,28,7],[29,1,29,2],[29,3,29,4],[29,6,29,7],[30,1,30,2],[30,3,30,4],[30,6,30,7],[31,1,31,2],[31,3,31,4],[31,6,31,7],[32,1,32,2],[32,3,32,4],[32,6,32,7],[33,1,33,2],[33,3,33,4],[33,6,33,7],[34,1,34,2],[34,3,34,4],[34,6,34,7],[35,1,35,2],[35,3,35,4],[35,6,35,7],[36,1,36,2],[36,3,36,4],[36,6,36,7],[37,1,37,2],[37,3,37,4],[37,6,37,7],[38,1,38,2],[38,3,38,4],[38,6,38,7],[39,1,39,2],[39,3,39,4],[39,6,39,7],[40,0,40,2],[40,3,40,4],[40,6,40,7],[42,2,42,7]],"flags":["formulas_cached_only"]}
["其他项目清单与计价汇总表"]
["工程名称：江苏师范大学语言科学与艺术学院实景实验室防水及舞美置景修缮系统维护工程01",{"$nulls":3},"标段：",null,null,"第1页 共1页"]
["序号","项目名称",null,"金额(元)",null,"结算金额(元)","备注"]
["1","暂列金额",null,""]
["2","暂估价",null,""]
["2.1","材料暂估价",null,""]
["2.2","专业工程暂估价",null,""]
["3","计日工",null,""]
["4","总承包服务费",null,""]
{"$rows_empty":31}
["合  计",null,null,""]
[]
[null,null,"【新点2013清单造价江苏版 V10.3.6】"]

{"sheet":"3.4 表-12-1 暂列金额明细表","index":4,"n_rows":43,"n_cols":7,"rows_kept":43,"merged":[[0,0,0,6],[1,0,1,3],[1,4,1,5],[2,1,2,2],[2,3,2,4],[3,1,3,2],[3,3,3,4],[4,1,4,2],[4,3,4,4],[5,1,5,2],[5,3,5,4],[6,1,6,2],[6,3,6,4],[7,1,7,2],[7,3,7,4],[8,1,8,2],[8,3,8,4],[9,1,9,2],[9,3,9,4],[10,1,10,2],[10,3,10,4],[11,1,11,2],[11,3,11,4],[12,1,12,2],[12,3,12,4],[13,1,13,2],[13,3,13,4],[14,1,14,2],[14,3,14,4],[15,1,15,2],[15,3,15,4],[16,1,16,2],[16,3,16,4],[17,1,17,2],[17,3,17,4],[18,1,18,2],[18,3,18,4],[19,1,19,2],[19,3,19,4],[20,1,20,2],[20,3,20,4],[21,1,21,2],[21,3,21,4],[22,1,22,2],[22,3,22,4],[23,1,23,2],[23,3,23,4],[24,1,24,2],[24,3,24,4],[25,1,25,2],[25,3,25,4],[26,1,26,2],[26,3,26,4],[27,1,27,2],[27,3,27,4],[28,1,28,2],[28,3,28,4],[29,1,29,2],[29,3,29,4],[30,1,30,2],[30,3,30,4],[31,1,31,2],[31,3,31,4],[32,1,32,2],[32,3,32,4],[33,1,33,2],[33,3,33,4],[34,1,34,2],[34,3,34,4],[35,1,35,2],[35,3,35,4],[36,1,36,2],[36,3,36,4],[37,1,37,2],[37,3,37,4],[38,1,38,2],[38,3,38,4],[39,1,39,2],[39,3,39,4],[40,0,40,4],[42,2,42,6]],"flags":["formulas_cached_only"]}
["暂列金额明细表"]
["工程名称：江苏师范大学语言科学与艺术学院实景实验室防水及舞美置景修缮系统维护工程01",{"$nulls":3},"标段：",null,"第1页 共1页"]
["序号","项目名称",null,"计量单位",null,"暂定金额(元)","备注"]
{"$rows_empty":37}
["合  计",{"$nulls":4},""]
[]
[null,null,"【新点2013清单造价江苏版 V10.3.6】"]

{"sheet":"3.5 表-12-2 材料（工程设备）暂估单价及调整表","index":5,"n_rows":44,"n_cols":16,"rows_kept":44,"merged":[[0,0,0,15],[1,0,1,6],[1,7,1,12],[1,13,1,15],[2,0,3,0],[2,1,3,1],[2,2,3,3],[2,4,3,4],[2,5,2,7],[2,8,2,9],[2,10,2,11],[2,12,2,14],[2,15,3,15],[3,6,3,7],[3,12,3,13],[4,2,4,3],[4,6,4,7],[4,12,4,13],[5,2,5,3],[5,6,5,7],[5,12,5,13],[6,2,6,3],[6,6,6,7],[6,12,6,13],[7,2,7,3],[7,6,7,7],[7,12,7,13],[8,2,8,3],[8,6,8,7],[8,12,8,13],[9,2,9,3],[9,6,9,7],[9,12,9,13],[10,2,10,3],[10,6,10,7],[10,12,10,13],[11,2,11,3],[11,6,11,7],[11,12,11,13],[12,2,12,3],[12,6,12,7],[12,12,12,13],[13,2,13,3],[13,6,13,7],[13,12,13,13],[14,2,14,3],[14,6,14,7],[14,12,14,13],[15,2,15,3],[15,6,15,7],[15,12,15,13],[16,2,16,3],[16,6,16,7],[16,12,16,13],[17,2,17,3],[17,6,17,7],[17,12,17,13],[18,2,18,3],[18,6,18,7],[18,12,18,13],[19,2,19,3],[19,6,19,7],[19,12,19,13],[20,2,20,3],[20,6,20,7],[20,12,20,13],[21,2,21,3],[21,6,21,7],[21,12,21,13],[22,2,22,3],[22,6,22,7],[22,12,22,13],[23,2,23,3],[23,6,23,7],[23,12,23,13],[24,2,24,3],[24,6,24,7],[24,12,24,13],[25,2,25,3],[25,6,25,7],[25,12,25,13],[26,2,26,3],[26,6,26,7],[26,12,26,13],[27,2,27,3],[27,6,27,7],[27,12,27,13],[28,2,28,3],[28,6,28,7],[28,12,28,13],[29,2,29,3],[29,6,29,7],[29,12,29,13],[30,2,30,3],[30,6,30,7],[30,12,30,13],[31,2,31,3],[31,6,31,7],[31,12,31,13],[32,2,32,3],[32,6,32,7],[32,12,32,13],[33,2,33,3],[33,6,33,7],[33,12,33,13],[34,2,34,3],[34,6,34,7],[34,12,34,13],[35,2,35,3],[35,6,35,7],[35,12,35,13],[36,2,36,3],[36,6,36,7],[36,12,36,13],[37,2,37,3],[37,6,37,7],[37,12,37,13],[38,2,38,3],[38,6,38,7],[38,12,38,13],[39,2,39,3],[39,6,39,7],[39,12,39,13],[40,2,40,3],[40,6,40,7],[40,12,40,13],[41,0,41,4],[41,6,41,7],[41,12,41,13],[43,3,43,15]],"flags":["formulas_cached_only"]}
["材料（工程设备）暂估单价及调整表"]
["工程名称：江苏师范大学语言科学与艺术学院实景实验室防水及舞美置景修缮系统维护工程01",{"$nulls":6},"标段：",{"$nulls":5},"第1页 共1页"]
["序号","材料编码","材料(工程设备)名称、规格、型号",null,"计量单位","数量",null,null,"暂估（元）",null,"确认（元）",null,"差额±(元)",null,null,"备注"]
[{"$nulls":5},"投标","确认",null,"单价","合价","单价","合价","单价",null,"合价"]
{"$rows_empty":37}
["合计",{"$nulls":8},""]
[]
[{"$nulls":3},"【新点2013清单造价江苏版 V10.3.6】"]

{"sheet":"3.6 表-12-3 专业工程暂估价及结算价表","index":6,"n_rows":43,"n_cols":10,"rows_kept":43,"merged":[[0,0,0,9],[1,0,1,4],[1,5,1,7],[1,8,1,9],[2,1,2,2],[2,4,2,5],[2,7,2,8],[3,1,3,2],[3,4,3,5],[3,7,3,8],[4,1,4,2],[4,4,4,5],[4,7,4,8],[5,1,5,2],[5,4,5,5],[5,7,5,8],[6,1,6,2],[6,4,6,5],[6,7,6,8],[7,1,7,2],[7,4,7,5],[7,7,7,8],[8,1,8,2],[8,4,8,5],[8,7,8,8],[9,1,9,2],[9,4,9,5],[9,7,9,8],[10,1,10,2],[10,4,10,5],[10,7,10,8],[11,1,11,2],[11,4,11,5],[11,7,11,8],[12,1,12,2],[12,4,12,5],[12,7,12,8],[13,1,13,2],[13,4,13,5],[13,7,13,8],[14,1,14,2],[14,4,14,5],[14,7,14,8],[15,1,15,2],[15,4,15,5],[15,7,15,8],[16,1,16,2],[16,4,16,5],[16,7,16,8],[17,1,17,2],[17,4,17,5],[17,7,17,8],[18,1,18,2],[18,4,18,5],[18,7,18,8],[19,1,19,2],[19,4,19,5],[19,7,19,8],[20,1,20,2],[20,4,20,5],[20,7,20,8],[21,1,21,2],[21,4,21,5],[21,7,21,8],[22,1,22,2],[22,4,22,5],[22,7,22,8],[23,1,23,2],[23,4,23,5],[23,7,23,8],[24,1,24,2],[24,4,24,5],[24,7,24,8],[25,1,25,2],[25,4,25,5],[25,7,25,8],[26,1,26,2],[26,4,26,5],[26,7,26,8],[27,1,27,2],[27,4,27,5],[27,7,27,8],[28,1,28,2],[28,4,28,5],[28,7,28,8],[29,1,29,2],[29,4,29,5],[29,7,29,8],[30,1,30,2],[30,4,30,5],[30,7,30,8],[31,1,31,2],[31,4,31,5],[31,7,31,8],[32,1,32,2],[32,4,32,5],[32,7,32,8],[33,1,33,2],[33,4,33,5],[33,7,33,8],[34,1,34,2],[34,4,34,5],[34,7,34,8],[35,1,35,2],[35,4,35,5],[35,7,35,8],[36,1,36,2],[36,4,36,5],[36,7,36,8],[37,1,37,2],[37,4,37,5],[37,7,37,8],[38,1,38,2],[38,4,38,5],[38,7,38,8],[39,1,39,2],[39,4,39,5],[39,7,39,8],[40,0,40,3],[40,4,40,5],[40,7,40,8],[42,2,42,9]],"flags":["formulas_cached_only"]}
["专业工程暂估价及结算价表"]
["工程名称：江苏师范大学语言科学与艺术学院实景实验室防水及舞美置景修缮系统维护工程01",{"$nulls":4},"标段：",null,null,"第1页 共1页"]
["序号","工程名称",null,"工程内容","暂估金额(元)",null,"结算金额(元)","差额±(元)",null,"备注"]
{"$rows_empty":37}
["合  计",{"$nulls":3},""]
[]
[null,null,"【新点2013清单造价江苏版 V10.3.6】"]

{"sheet":"3.7 表-12-4 计日工表","index":7,"n_rows":44,"n_cols":11,"rows_kept":44,"merged":[[0,0,0,10],[1,0,1,4],[1,5,1,8],[1,9,1,10],[2,0,3,0],[2,1,3,2],[2,3,3,3],[2,4,3,5],[2,6,3,6],[2,7,3,7],[2,8,2,10],[3,8,3,9],[4,1,4,2],[4,4,4,5],[4,8,4,9],[5,0,5,7],[5,8,5,9],[6,1,6,2],[6,4,6,5],[6,8,6,9],[7,0,7,7],[7,8,7,9],[8,1,8,2],[8,4,8,5],[8,8,8,9],[9,0,9,7],[9,8,9,9],[10,0,10,7],[10,8,10,9],[11,1,11,2],[11,4,11,5],[11,8,11,9],[12,1,12,2],[12,4,12,5],[12,8,12,9],[13,1,13,2],[13,4,13,5],[13,8,13,9],[14,1,14,2],[14,4,14,5],[14,8,14,9],[15,1,15,2],[15,4,15,5],[15,8,15,9],[16,1,16,2],[16,4,16,5],[16,8,16,9],[17,1,17,2],[17,4,17,5],[17,8,17,9],[18,1,18,2],[18,4,18,5],[18,8,18,9],[19,1,19,2],[19,4,19,5],[19,8,19,9],[20,1,20,2],[20,4,20,5],[20,8,20,9],[21,1,21,2],[21,4,21,5],[21,8,21,9],[22,1,22,2],[22,4,22,5],[22,8,22,9],[23,1,23,2],[23,4,23,5],[23,8,23,9],[24,1,24,2],[24,4,24,5],[24,8,24,9],[25,1,25,2],[25,4,25,5],[25,8,25,9],[26,1,26,2],[26,4,26,5],[26,8,26,9],[27,1,27,2],[27,4,27,5],[27,8,27,9],[28,1,28,2],[28,4,28,5],[28,8,28,9],[29,1,29,2],[29,4,29,5],[29,8,29,9],[30,1,30,2],[30,4,30,5],[30,8,30,9],[31,1,31,2],[31,4,31,5],[31,8,31,9],[32,1,32,2],[32,4,32,5],[32,8,32,9],[33,1,33,2],[33,4,33,5],[33,8,33,9],[34,1,34,2],[34,4,34,5],[34,8,34,9],[35,1,35,2],[35,4,35,5],[35,8,35,9],[36,1,36,2],[36,4,36,5],[36,8,36,9],[37,1,37,2],[37,4,37,5],[37,8,37,9],[38,1,38,2],[38,4,38,5],[38,8,38,9],[39,1,39,2],[39,4,39,5],[39,8,39,9],[40,1,40,2],[40,4,40,5],[40,8,40,9],[41,0,41,7],[41,8,41,9],[43,2,43,10]],"flags":["formulas_cached_only"]}
["计日工表"]
["工程名称：江苏师范大学语言科学与艺术学院实景实验室防水及舞美置景修缮系统维护工程01",{"$nulls":4},"标段：",{"$nulls":3},"第1页 共1页"]
["编号","项目名称",null,"单位","暂定数量",null,"实际数量","综合单价","合价（元）"]
[{"$nulls":8},"暂定",null,"实际"]
["一","人工",null,null,""]
["人工小计"]
["二","材料",null,null,""]
["材料小计"]
["三","施工机械",null,null,""]
["机械小计"]
["四、企业管理费和利润"]
{"$rows_empty":30}
["总     计"]
[]
[null,null,"【新点2013清单造价江苏版 V10.3.6】"]

{"sheet":"3.8 表-12-5 总承包服务费计价表","index":8,"n_rows":43,"n_cols":10,"rows_kept":43,"merged":[[0,0,0,9],[1,0,1,4],[1,5,1,7],[1,8,1,9],[2,1,2,2],[2,4,2,5],[2,7,2,8],[3,1,3,2],[3,4,3,5],[3,7,3,8],[4,1,4,2],[4,4,4,5],[4,7,4,8],[5,1,5,2],[5,4,5,5],[5,7,5,8],[6,1,6,2],[6,4,6,5],[6,7,6,8],[7,1,7,2],[7,4,7,5],[7,7,7,8],[8,1,8,2],[8,4,8,5],[8,7,8,8],[9,1,9,2],[9,4,9,5],[9,7,9,8],[10,1,10,2],[10,4,10,5],[10,7,10,8],[11,1,11,2],[11,4,11,5],[11,7,11,8],[12,1,12,2],[12,4,12,5],[12,7,12,8],[13,1,13,2],[13,4,13,5],[13,7,13,8],[14,1,14,2],[14,4,14,5],[14,7,14,8],[15,1,15,2],[15,4,15,5],[15,7,15,8],[16,1,16,2],[16,4,16,5],[16,7,16,8],[17,1,17,2],[17,4,17,5],[17,7,17,8],[18,1,18,2],[18,4,18,5],[18,7,18,8],[19,1,19,2],[19,4,19,5],[19,7,19,8],[20,1,20,2],[20,4,20,5],[20,7,20,8],[21,1,21,2],[21,4,21,5],[21,7,21,8],[22,1,22,2],[22,4,22,5],[22,7,22,8],[23,1,23,2],[23,4,23,5],[23,7,23,8],[24,1,24,2],[24,4,24,5],[24,7,24,8],[25,1,25,2],[25,4,25,5],[25,7,25,8],[26,1,26,2],[26,4,26,5],[26,7,26,8],[27,1,27,2],[27,4,27,5],[27,7,27,8],[28,1,28,2],[28,4,28,5],[28,7,28,8],[29,1,29,2],[29,4,29,5],[29,7,29,8],[30,1,30,2],[30,4,30,5],[30,7,30,8],[31,1,31,2],[31,4,31,5],[31,7,31,8],[32,1,32,2],[32,4,32,5],[32,7,32,8],[33,1,33,2],[33,4,33,5],[33,7,33,8],[34,1,34,2],[34,4,34,5],[34,7,34,8],[35,1,35,2],[35,4,35,5],[35,7,35,8],[36,1,36,2],[36,4,36,5],[36,7,36,8],[37,1,37,2],[37,4,37,5],[37,7,37,8],[38,1,38,2],[38,4,38,5],[38,7,38,8],[39,1,39,2],[39,4,39,5],[39,7,39,8],[40,1,40,2],[40,4,40,5],[40,7,40,8],[42,2,42,9]],"flags":["formulas_cached_only"]}
["总承包服务费计价表"]
["工程名称：江苏师范大学语言科学与艺术学院实景实验室防水及舞美置景修缮系统维护工程01",{"$nulls":4},"标段：",null,null,"第1页 共1页"]
["序号","项目名称",null,"项目价值(元)","服务内容",null,"计算基础","费率(％)",null,"金额(元)"]
["1","发包人发包专业工程",null,"",null,null,"项目价值"]
["2","发包人供应材料",null,"",null,null,"项目价值"]
{"$rows_empty":35}
[null,"合  计"]
[]
[null,null,"【新点2013清单造价江苏版 V10.3.6】"]

{"sheet":"3.9 表-13 规费、税金项目计价表","index":9,"n_rows":40,"n_cols":11,"rows_kept":40,"merged":[[0,0,0,11],[1,0,1,4],[1,5,1,8],[1,9,1,11],[2,1,2,2],[2,3,2,5],[2,6,2,7],[2,8,2,9],[2,10,2,11],[3,1,3,2],[3,3,3,5],[3,6,3,7],[3,8,3,9],[3,10,3,11],[4,1,4,2],[4,3,4,5],[4,6,4,7],[4,8,4,9],[4,10,4,11],[5,1,5,2],[5,3,5,5],[5,6,5,7],[5,8,5,9],[5,10,5,11],[6,1,6,2],[6,3,6,5],[6,6,6,7],[6,8,6,9],[6,10,6,11],[7,1,7,2],[7,3,7,5],[7,6,7,7],[7,8,7,9],[7,10,7,11],[8,1,8,2],[8,3,8,5],[8,6,8,7],[8,8,8,9],[8,10,8,11],[9,1,9,2],[9,3,9,5],[9,6,9,7],[9,8,9,9],[9,10,9,11],[10,1,10,2],[10,3,10,5],[10,6,10,7],[10,8,10,9],[10,10,10,11],[11,1,11,2],[11,3,11,5],[11,6,11,7],[11,8,11,9],[11,10,11,11],[12,1,12,2],[12,3,12,5],[12,6,12,7],[12,8,12,9],[12,10,12,11],[13,1,13,2],[13,3,13,5],[13,6,13,7],[13,8,13,9],[13,10,13,11],[14,1,14,2],[14,3,14,5],[14,6,14,7],[14,8,14,9],[14,10,14,11],[15,1,15,2],[15,3,15,5],[15,6,15,7],[15,8,15,9],[15,10,15,11],[16,1,16,2],[16,3,16,5],[16,6,16,7],[16,8,16,9],[16,10,16,11],[17,1,17,2],[17,3,17,5],[17,6,17,7],[17,8,17,9],[17,10,17,11],[18,1,18,2],[18,3,18,5],[18,6,18,7],[18,8,18,9],[18,10,18,11],[19,1,19,2],[19,3,19,5],[19,6,19,7],[19,8,19,9],[19,10,19,11],[20,1,20,2],[20,3,20,5],[20,6,20,7],[20,8,20,9],[20,10,20,11],[21,1,21,2],[21,3,21,5],[21,6,21,7],[21,8,21,9],[21,10,21,11],[22,1,22,2],[22,3,22,5],[22,6,22,7],[22,8,22,9],[22,10,22,11],[23,1,23,2],[23,3,23,5],[23,6,23,7],[23,8,23,9],[23,10,23,11],[24,1,24,2],[24,3,24,5],[24,6,24,7],[24,8,24,9],[24,10,24,11],[25,1,25,2],[25,3,25,5],[25,6,25,7],[25,8,25,9],[25,10,25,11],[26,1,26,2],[26,3,26,5],[26,6,26,7],[26,8,26,9],[26,10,26,11],[27,1,27,2],[27,3,27,5],[27,6,27,7],[27,8,27,9],[27,10,27,11],[28,1,28,2],[28,3,28,5],[28,6,28,7],[28,8,28,9],[28,10,28,11],[29,1,29,2],[29,3,29,5],[29,6,29,7],[29,8,29,9],[29,10,29,11],[30,1,30,2],[30,3,30,5],[30,6,30,7],[30,8,30,9],[30,10,30,11],[31,1,31,2],[31,3,31,5],[31,6,31,7],[31,8,31,9],[31,10,31,11],[32,1,32,2],[32,3,32,5],[32,6,32,7],[32,8,32,9],[32,10,32,11],[33,1,33,2],[33,3,33,5],[33,6,33,7],[33,8,33,9],[33,10,33,11],[34,1,34,2],[34,3,34,5],[34,6,34,7],[34,8,34,9],[34,10,34,11],[35,1,35,2],[35,3,35,5],[35,6,35,7],[35,8,35,9],[35,10,35,11],[36,0,36,9],[36,10,36,11],[38,2,38,11],[39,0,39,3],[39,7,39,10]],"flags":["formulas_cached_only"]}
["规费、税金项目计价表"]
["工程名称：江苏师范大学语言科学与艺术学院实景实验室防水及舞美置景修缮系统维护工程01",{"$nulls":4},"标段：",{"$nulls":3},"第1页 共1页"]
["序号","项目名称",null,"计算基础",null,null,"计算基数(元)",null,"计算费率(％)",null,"金额(元)"]
["1","规费",null,"环境保护税+社会保险费+住房公积金",{"$nulls":4},100]
["1.1","社会保险费",null,"分部分项工程费+措施项目费+其他项目费-除税工程设备费",{"$nulls":4},3.8]
["1.2","住房公积金",null,"分部分项工程费+措施项目费+其他项目费-除税工程设备费",{"$nulls":4},0.67]
["1.3","环境保护税",null,"分部分项工程费+措施项目费+其他项目费-除税工程设备费",{"$nulls":4},""]
["2","税金",null,"分部分项工程费+措施项目费+其他项目费+规费-除税甲供材料和甲供设备费/1.01",{"$nulls":4},9]
{"$rows_empty":28}
["合  计"]
[]
[null,null,"【新点2013清单造价江苏版 V10.3.6】"]
["编制人（造价人员）：",{"$nulls":6},"复核人（造价工程师）："]

{"sheet":"3.10 表-20 发包人提供材料和工程设备一览表","index":10,"n_rows":43,"n_cols":13,"rows_kept":43,"merged":[[0,0,0,12],[1,0,1,5],[1,6,1,9],[1,10,1,12],[2,2,2,3],[2,5,2,6],[2,9,2,10],[3,2,3,3],[3,5,3,6],[3,9,3,10],[4,2,4,3],[4,5,4,6],[4,9,4,10],[5,2,5,3],[5,5,5,6],[5,9,5,10],[6,2,6,3],[6,5,6,6],[6,9,6,10],[7,2,7,3],[7,5,7,6],[7,9,7,10],[8,2,8,3],[8,5,8,6],[8,9,8,10],[9,2,9,3],[9,5,9,6],[9,9,9,10],[10,2,10,3],[10,5,10,6],[10,9,10,10],[11,2,11,3],[11,5,11,6],[11,9,11,10],[12,2,12,3],[12,5,12,6],[12,9,12,10],[13,2,13,3],[13,5,13,6],[13,9,13,10],[14,2,14,3],[14,5,14,6],[14,9,14,10],[15,2,15,3],[15,5,15,6],[15,9,15,10],[16,2,16,3],[16,5,16,6],[16,9,16,10],[17,2,17,3],[17,5,17,6],[17,9,17,10],[18,2,18,3],[18,5,18,6],[18,9,18,10],[19,2,19,3],[19,5,19,6],[19,9,19,10],[20,2,20,3],[20,5,20,6],[20,9,20,10],[21,2,21,3],[21,5,21,6],[21,9,21,10],[22,2,22,3],[22,5,22,6],[22,9,22,10],[23,2,23,3],[23,5,23,6],[23,9,23,10],[24,2,24,3],[24,5,24,6],[24,9,24,10],[25,2,25,3],[25,5,25,6],[25,9,25,10],[26,2,26,3],[26,5,26,6],[26,9,26,10],[27,2,27,3],[27,5,27,6],[27,9,27,10],[28,2,28,3],[28,5,28,6],[28,9,28,10],[29,2,29,3],[29,5,29,6],[29,9,29,10],[30,2,30,3],[30,5,30,6],[30,9,30,10],[31,2,31,3],[31,5,31,6],[31,9,31,10],[32,2,32,3],[32,5,32,6],[32,9,32,10],[33,2,33,3],[33,5,33,6],[33,9,33,10],[34,2,34,3],[34,5,34,6],[34,9,34,10],[35,2,35,3],[35,5,35,6],[35,9,35,10],[36,2,36,3],[36,5,36,6],[36,9,36,10],[37,2,37,3],[37,5,37,6],[37,9,37,10],[38,2,38,3],[38,5,38,6],[38,9,38,10],[39,2,39,3],[39,5,39,6],[39,9,39,10],[40,0,40,4],[40,5,40,6],[40,9,40,10],[42,3,42,12]],"flags":["formulas_cached_only"]}
["发包人提供材料和工程设备一览表"]
["工程名称：江苏师范大学语言科学与艺术学院实景实验室防水及舞美置景修缮系统维护工程01",{"$nulls":5},"标段：",{"$nulls":3},"第1页 共1页"]
["序号","材料编码","材料(工程设备)名称、规格、型号",null,"单位","数量",null,"单价\n(元)","合价\n(元)","交货\n方式",null,"送达\n地点","备注"]
{"$rows_empty":37}
["合 计",{"$nulls":7},""]
[]
[{"$nulls":3},"【新点2013清单造价江苏版 V10.3.6】"]

{"sheet":"3.11 表-21 承包人材料设备（适用于造价信息差额调整法）","index":11,"n_rows":43,"n_cols":13,"rows_kept":43,"merged":[[0,0,0,12],[1,0,1,5],[1,6,1,9],[1,10,1,12],[2,2,2,3],[2,5,2,6],[2,9,2,10],[3,2,3,3],[3,5,3,6],[3,9,3,10],[4,2,4,3],[4,5,4,6],[4,9,4,10],[5,2,5,3],[5,5,5,6],[5,9,5,10],[6,2,6,3],[6,5,6,6],[6,9,6,10],[7,2,7,3],[7,5,7,6],[7,9,7,10],[8,2,8,3],[8,5,8,6],[8,9,8,10],[9,2,9,3],[9,5,9,6],[9,9,9,10],[10,2,10,3],[10,5,10,6],[10,9,10,10],[11,2,11,3],[11,5,11,6],[11,9,11,10],[12,2,12,3],[12,5,12,6],[12,9,12,10],[13,2,13,3],[13,5,13,6],[13,9,13,10],[14,2,14,3],[14,5,14,6],[14,9,14,10],[15,2,15,3],[15,5,15,6],[15,9,15,10],[16,2,16,3],[16,5,16,6],[16,9,16,10],[17,2,17,3],[17,5,17,6],[17,9,17,10],[18,2,18,3],[18,5,18,6],[18,9,18,10],[19,2,19,3],[19,5,19,6],[19,9,19,10],[20,2,20,3],[20,5,20,6],[20,9,20,10],[21,2,21,3],[21,5,21,6],[21,9,21,10],[22,2,22,3],[22,5,22,6],[22,9,22,10],[23,2,23,3],[23,5,23,6],[23,9,23,10],[24,2,24,3],[24,5,24,6],[24,9,24,10],[25,2,25,3],[25,5,25,6],[25,9,25,10],[26,2,26,3],[26,5,26,6],[26,9,26,10],[27,2,27,3],[27,5,27,6],[27,9,27,10],[28,2,28,3],[28,5,28,6],[28,9,28,10],[29,2,29,3],[29,5,29,6],[29,9,29,10],[30,2,30,3],[30,5,30,6],[30,9,30,10],[31,2,31,3],[31,5,31,6],[31,9,31,10],[32,2,32,3],[32,5,32,6],[32,9,32,10],[33,2,33,3],[33,5,33,6],[33,9,33,10],[34,2,34,3],[34,5,34,6],[34,9,34,10],[35,2,35,3],[35,5,35,6],[35,9,35,10],[36,2,36,3],[36,5,36,6],[36,9,36,10],[37,2,37,3],[37,5,37,6],[37,9,37,10],[38,2,38,3],[38,5,38,6],[38,9,38,10],[39,2,39,3],[39,5,39,6],[39,9,39,10],[40,2,40,3],[40,5,40,6],[40,9,40,10],[41,0,41,12],[42,3,42,12]],"flags":["formulas_cached_only"]}
["承包人提供主要材料和工程设备一览表\n（适用造价信息差额调整法）"]
["工程名称：江苏师范大学语言科学与艺术学院实景实验室防水及舞美置景修缮系统维护工程01",{"$nulls":5},"标段：",{"$nulls":3},"第1页 共1页"]
["序号","材料编码","名称、规格、型号",null,"单位","数量",null,"风险系数\n(%)","基准单价\n(元)","投标单价\n(元)",null,"发承包人\n确认单价\n(元)","备注"]
{"$rows_empty":39}
[{"$nulls":3},"【新点2013清单造价江苏版 V10.3.6】"]

{"sheet":"4.1 表-08 分部分项工程和单价措施项目清单与计价表","index":12,"n_rows":95,"n_cols":12,"rows_kept":95,"merged":[[0,0,0,11],[1,0,1,4],[1,5,1,9],[1,10,1,11],[2,0,4,0],[2,1,4,1],[2,2,4,3],[2,4,4,5],[2,6,4,6],[2,7,4,7],[2,8,2,11],[3,8,4,8],[3,9,4,10],[5,0,6,0],[5,1,6,1],[5,2,6,3],[5,4,6,5],[5,6,6,6],[5,7,6,7],[5,8,6,8],[5,9,6,10],[5,11,6,11],[7,0,8,0],[7,1,8,1],[7,2,8,3],[7,4,8,5],[7,6,8,6],[7,7,8,7],[7,8,8,8],[7,9,8,10],[7,11,8,11],[9,0,10,0],[9,1,10,1],[9,2,10,3],[9,4,10,5],[9,6,10,6],[9,7,10,7],[9,8,10,8],[9,9,10,10],[9,11,10,11],[11,0,12,0],[11,1,12,1],[11,2,12,3],[11,4,12,5],[11,6,12,6],[11,7,12,7],[11,8,12,8],[11,9,12,10],[11,11,12,11],[13,0,14,0],[13,1,14,1],[13,2,14,3],[13,4,14,5],[13,6,14,6],[13,7,14,7],[13,8,14,8],[13,9,14,10],[13,11,14,11],[15,2,15,3],[15,4,15,5],[15,9,15,10],[16,2,16,3],[16,4,16,5],[16,9,16,10],[17,2,17,3],[17,4,17,5],[17,9,17,10],[18,2,18,3],[18,4,18,5],[18,9,18,10],[19,0,19,8],[19,9,19,10],[21,3,21,11],[22,0,22,11],[23,0,23,4],[23,5,23,9],[23,10,23,11],[24,0,26,0],[24,1,26,1],[24,2,26,3],[24,4,26,5],[24,6,26,6],[24,7,26,7],[24,8,24,11],[25,8,26,8],[25,9,26,10],[27,0,28,0],[27,1,28,1],[27,2,28,3],[27,4,28,5],[27,6,28,6],[27,7,28,7],[27,8,28,8],[27,9,28,10],[27,11,28,11],[29,2,29,3],[29,4,29,5],[29,9,29,10],[30,0,31,0],[30,1,31,1],[30,2,31,3],[30,4,31,5],[30,6,31,6],[30,7,31,7],[30,8,31,8],[30,9,31,10],[30,11,31,11],[32,2,32,3],[32,4,32,5],[32,9,32,10],[33,0,34,0],[33,1,34,1],[33,2,34,3],[33,4,34,5],[33,6,34,6],[33,7,34,7],[33,8,34,8],[33,9,34,10],[33,11,34,11],[35,2,35,3],[35,4,35,5],[35,9,35,10],[36,0,37,0],[36,1,37,1],[36,2,37,3],[36,4,37,5],[36,6,37,6],[36,7,37,7],[36,8,37,8],[36,9,37,10],[36,11,37,11],[38,2,38,3],[38,4,38,5],[38,9,38,10],[39,2,39,3],[39,4,39,5],[39,9,39,10],[40,0,40,8],[40,9,40,10],[42,3,42,11],[43,0,43,11],[44,0,44,4],[44,5,44,9],[44,10,44,11],[45,0,47,0],[45,1,47,1],[45,2,47,3],[45,4,47,5],[45,6,47,6],[45,7,47,7],[45,8,45,11],[46,8,47,8],[46,9,47,10],[48,2,48,3],[48,4,48,5],[48,9,48,10],[49,2,49,3],[49,4,49,5],[49,9,49,10],[50,2,50,3],[50,4,50,5],[50,9,50,10],[51,0,52,0],[51,1,52,1],[51,2,52,3],[51,4,52,5],[51,6,52,6],[51,7,52,7],[51,8,52,8],[51,9,52,10],[51,11,52,11],[53,0,54,0],[53,1,54,1],[53,2,54,3],[53,4,54,5],[53,6,54,6],[53,7,54,7],[53,8,54,8],[53,9,54,10],[53,11,54,11],[55,0,56,0],[55,1,56,1],[55,2,56,3],[55,4,56,5],[55,6,56,6],[55,7,56,7],[55,8,56,8],[55,9,56,10],[55,11,56,11],[57,0,58,0],[57,1,58,1],[57,2,58,3],[57,4,58,5],[57,6,58,6],[57,7,58,7],[57,8,58,8],[57,9,58,10],[57,11,58,11],[59,0,60,0],[59,1,60,1],[59,2,60,3],[59,4,60,5],[59,6,60,6],[59,7,60,7],[59,8,60,8],[59,9,60,10],[59,11,60,11],[61,2,61,3],[61,4,61,5],[61,9,61,10],[62,2,62,3],[62,4,62,5],[62,9,62,10],[63,0,63,8],[63,9,63,10],[65,3,65,11],[66,0,66,11],[67,0,67,4],[67,5,67,9],[67,10,67,11],[68,0,70,0],[68,1,70,1],[68,2,70,3],[68,4,70,5],[68,6,70,6],[68,7,70,7],[68,8,68,11],[69,8,70,8],[69,9,70,10],[71,0,73,0],[71,1,73,1],[71,2,73,3],[71,4,73,5],[71,6,73,6],[71,7,73,7],[71,8,73,8],[71,9,73,10],[71,11,73,11],[74,0,75,0],[74,1,75,1],[74,2,75,3],[74,4,75,5],[74,6,75,6],[74,7,75,7],[74,8,75,8],[74,9,75,10],[74,11,75,11],[76,0,77,0],[76,1,77,1],[76,2,77,3],[76,4,77,5],[76,6,77,6],[76,7,77,7],[76,8,77,8],[76,9,77,10],[76,11,77,11],[78,2,78,5],[78,9,78,10],[79,2,79,3],[79,4,79,5],[79,9,79,10],[80,2,80,3],[80,4,80,5],[80,9,80,10],[81,2,81,3],[81,4,81,5],[81,9,81,10],[82,2,82,3],[82,4,82,5],[82,9,82,10],[83,2,83,3],[83,4,83,5],[83,9,83,10],[84,2,84,3],[84,4,84,5],[84,9,84,10],[85,2,85,3],[85,4,85,5],[85,9,85,10],[86,2,86,3],[86,4,86,5],[86,9,86,10],[87,2,87,3],[87,4,87,5],[87,9,87,10],[88,2,88,3],[88,4,88,5],[88,9,88,10],[89,2,89,3],[89,4,89,5],[89,9,89,10],[90,2,90,3],[90,4,90,5],[90,9,90,10],[91,0,91,8],[91,9,91,10],[92,0,92,8],[92,9,92,10],[94,3,94,11]],"flags":["formulas_cached_only"]}
["分部分项工程和单价措施项目清单与计价表"]
["工程名称：江苏师范大学语言科学与艺术学院实景实验室防水及舞美置景修缮系统维护工程02",{"$nulls":4},"标段：",{"$nulls":4},"第1页 共4页"]
["序号","项目编码","项目名称",null,"项目特征描述",null,"计量\n单位","工程量","金额（元）"]
[{"$nulls":8},"综合单价","合价",null,"其中"]
[{"$nulls":11},"暂估价"]
["1","01B024","附着在地面影响防水工程施工的舞美置景拆除",null,"落地舞美灯箱：站播LED大屏两边设计有弧形落地七彩灯箱，两边灯箱造型为优美的起伏造型，弧长约8米，高度为600mm，灯箱落地部分为钢质结构，出现严重锈蚀，需要修缮，灯箱内部固定结构有些锈蚀腐烂，需要更换。",null,"项",1]
[]
["2","01B025","附着在地面影响防水工程施工的舞美置景恢复",null,"在站播区LED大屏两边和坐播区对面的地面上的钢质和亚克力磨砂板构成的灯箱，不规则造型高度约为30-60厘米，工程完成后恢复。处理接缝和破损恢复原样。",null,"项",1]
[]
["3","01B018","拆除主持桌搬迁与恢复",null,"主持桌为整体结构，既大又重，内部有灯箱（灯带），布线，需要制定完善的搬迁与复位方案。边缘有锈蚀也需要维修。",null,"项",1]
[]
["4","01B019","恢复主持桌搬迁与恢复",null,"主持桌为整体结构，既大又重，内部灯带需要换新，重新布线，需要制定完善的搬迁与复位方案。边缘有锈蚀也需要维修（喷塑）或更换。",null,"项",1]
[]
["5","01B020","拆除 坐播LED大屏钢架",null,"坐播LED大屏：该大屏分辨率为P2.5，尺寸为：宽5.3m，高1.9m，底部有钢质装饰板，高度为300mm，装饰板出现锈蚀，需要修缮；大屏背后的钢质支架出现严重锈蚀或腐烂，需要全部更换。",null,"项",1]
[]
["6","01B021","恢复 坐播LED大屏钢架",null,"装饰板出现锈蚀，需要修缮；大屏背后的钢质支架出现严重锈蚀或腐烂，需要全部更换。",null,"项",1]
[]
[]
[]
["本页小计"]
[]
[{"$nulls":3},"【新点2013清单造价江苏版 V10.3.6】"]
["分部分项工程和单价措施项目清单与计价表"]
["工程名称：江苏师范大学语言科学与艺术学院实景实验室防水及舞美置景修缮系统维护工程02",{"$nulls":4},"标段：",{"$nulls":4},"第2页 共4页"]
["序号","项目编码","项目名称",null,"项目特征描述",null,"计量\n单位","工程量","金额（元）"]
[{"$nulls":8},"综合单价","合价",null,"其中"]
[{"$nulls":11},"暂估价"]
["7","01B022","拆除站播LED大屏",null,"站播LED大屏：该大屏分辨率为P2.5，尺寸为：宽3.85m，高1.9m，底部有钢质装饰板，高度为300mm，装饰板出现锈蚀，需要修缮；大屏背后的钢质支架出现严重锈蚀或腐烂，需要全部更换。",null,"项",1]
[]
["8","01B023","恢复站播LED大屏",null,"装饰板出现锈蚀，需要修缮；大屏背后的钢质支架出现严重锈蚀或腐烂，需要全部更换。",null,"项",1]
["9","01B001","拆除修复视频分配器",null,"1、1. 视频分配器： VGA一分二分配器/500MHZ，内部和供电口生锈严重，无法使用，需要更换，配合提词器系统联调。\n2、全新更换与系统集成",null,"台",1]
[]
["10","01B002","拆除修复摄像机提词器VGA连接线",null,"1、摄像机提词器VGA连接线：10米长，接口生锈没有信号，需要更换。\n2、全新更换与系统集成",null,"根",1]
["11","01B003","拆除3DM-4K1、3DM-4K2工作站",null,"3DM-4K1、3DM-4K2和无轨虚拟工作站：三台工作站均为HPZ840工作站，由于机房潮湿，导致工作站受潮无法开机，检测均为双CPU主板问题，不能维修，需要更换。",null,"台",2]
[]
["12","01B004","恢复3DM-4K1、3DM-4K2工作站",null,"主板全新更换与重装系统，安装专业包装、虚拟软件，系统集成。",null,"台",2]
["13","01B005","拆除聚光灯、平板灯",null,"聚光灯、平板灯：多盏灯具均出现的故障现象为不亮或一直亮着，调光台不能控制灯的打开与关闭，厂家检测系环境潮湿造成灯具内部控制板损坏，需要更换控制板",null,"盏",29]
[]
[]
[]
["本页小计"]
[]
[{"$nulls":3},"【新点2013清单造价江苏版 V10.3.6】"]
["分部分项工程和单价措施项目清单与计价表"]
["工程名称：江苏师范大学语言科学与艺术学院实景实验室防水及舞美置景修缮系统维护工程02",{"$nulls":4},"标段：",{"$nulls":4},"第3页 共4页"]
["序号","项目编码","项目名称",null,"项目特征描述",null,"计量\n单位","工程量","金额（元）"]
[{"$nulls":8},"综合单价","合价",null,"其中"]
[{"$nulls":11},"暂估价"]
["14","01B006","恢复聚光灯、平板灯",null,"厂家检测系环境潮湿造成灯具内部控制板损坏，需要更换控制板",null,"盏",29]
["15","01B007","拆除聚光灯，聚光灯不亮",null,"拆除聚光灯。聚光灯控制主板和LED灯珠电源驱动模块损坏。",null,"套",1]
["16","01B008","恢复聚光灯，聚光灯不亮",null,"恢复：聚光灯。聚光灯控制主板和LED灯珠电源驱动模块损坏；维修符合原聚光灯技术要求。",null,"套",1]
["17","01B009","拆除舞美灯箱底部灯带和顶部灯箱（灯带）",null,"舞美灯箱底部灯带和顶部灯箱（灯带）：舞美灯箱底部、顶部安装全彩的LED灯带，由于水浸导致部分不亮或偏色严重，需要更换。",null,"项",1]
[]
["18","01B010","恢复舞美灯箱底部灯带和顶部灯箱（灯带）",null,"舞美灯箱底部灯带和顶部灯箱（灯带）：舞美灯箱底部、顶部安装全彩的LED灯带，由于水浸导致部分不亮或偏色严重，需要更换。",null,"项",1]
[]
["19","01B011","拆除灯光吊杆更换为3米恒力铰链（含电源电缆和控制电缆）",null,"原灯光吊杆为固定短长度钢管，不能调整长度，拆除。\n需要刚换为3米长的恒力铰链，长度可以任意调整；配置阻燃的电源电缆3*1.5平方和控制电缆。",null,"台",20]
[]
["20","01B012","恢复灯光吊杆更换为3米恒力铰链（含电源电缆和控制电缆）",null,"原灯光吊杆为固定短长度钢管，不能调整长度，需要刚换为3米长的恒力铰链，长度可以任意调整；配置阻燃的电源电缆3*1.5平方和控制电缆。",null,"台",20]
[]
["21","01B013","拆除修复提词器",null,"1、提词器：共有两台出现问题。一台结构不可锁定，铁罩子倾斜下降，部分遮挡镜头，需要维修；另一台是实景提词器的镜像玻璃裂了一个角，也需要更换。",null,"台",2]
[]
[]
[]
["本页小计"]
[]
[{"$nulls":3},"【新点2013清单造价江苏版 V10.3.6】"]
["分部分项工程和单价措施项目清单与计价表"]
["工程名称：江苏师范大学语言科学与艺术学院实景实验室防水及舞美置景修缮系统维护工程02",{"$nulls":4},"标段：",{"$nulls":4},"第4页 共4页"]
["序号","项目编码","项目名称",null,"项目特征描述",null,"计量\n单位","工程量","金额（元）"]
[{"$nulls":8},"综合单价","合价",null,"其中"]
[{"$nulls":11},"暂估价"]
["22","01B014","拆除同步信号发生器",null,"同步信号发生器：为泰克公司SPG300同步信号发生器，作为整个视频信号在传输、切换、记录、编辑等过程中参考的基准信号，现在同步信号（基准信号）输出不稳，造成Edius信号上下分屏，工程师检测后确认SPG300同步信号发生器输出到eDius的不稳，需要刚换国产同功能的产品。",null,"台",1]
[]
[]
["23","01B015","恢复同步信号发生器",null,"SPG300同步信号发生器，系美国泰克公司的早期产品，现已经停产了，且其本身价值约5万元，已经无维修价值。更换国产同功能的产品。",null,"台",1]
[]
["24","01B016","拆除修复讯道摄像机",null,"1、讯道摄像机：实景实验室内三套讯道摄像机为SONY HDC-2580系列高清摄像机，实景实验室内的摄像机机头、通话耳机、高清标准镜头与伺服控制系统等，由于潮湿已经出现锈迹，需要保养维护。",null,"套",3]
[]
[null,null,"分部分项合计",{"$nulls":4},""]
{"$rows_empty":12}
["本页小计"]
["合    计"]
[]
[{"$nulls":3},"【新点2013清单造价江苏版 V10.3.6】"]

{"sheet":"4.2 表-11 总价措施项目清单与计价表(徐州)","index":13,"n_rows":71,"n_cols":14,"rows_kept":71,"merged":[[0,0,0,14],[1,0,1,6],[1,7,1,11],[1,12,1,14],[2,2,2,4],[2,6,2,7],[2,8,2,9],[2,11,2,12],[2,13,2,14],[3,2,3,4],[3,6,3,7],[3,8,3,9],[3,11,3,12],[3,13,3,14],[4,2,4,4],[4,6,4,7],[4,8,4,9],[4,11,4,12],[4,13,4,14],[5,2,5,4],[5,6,5,7],[5,8,5,9],[5,11,5,12],[5,13,5,14],[6,2,6,4],[6,6,6,7],[6,8,6,9],[6,11,6,12],[6,13,6,14],[7,2,7,4],[7,6,7,7],[7,8,7,9],[7,11,7,12],[7,13,7,14],[8,0,11,0],[8,1,11,1],[8,2,11,4],[8,5,11,5],[8,6,11,7],[8,8,11,9],[8,10,11,10],[8,11,11,12],[8,13,11,14],[12,2,12,4],[12,6,12,7],[12,8,12,9],[12,11,12,12],[12,13,12,14],[13,2,13,4],[13,6,13,7],[13,8,13,9],[13,11,13,12],[13,13,13,14],[14,2,14,4],[14,6,14,7],[14,8,14,9],[14,11,14,12],[14,13,14,14],[15,0,15,14],[17,3,17,14],[18,0,18,3],[18,9,18,13],[19,0,19,14],[20,0,20,6],[20,7,20,11],[20,12,20,14],[21,2,21,4],[21,6,21,7],[21,8,21,9],[21,11,21,12],[21,13,21,14],[22,2,22,4],[22,6,22,7],[22,8,22,9],[22,11,22,12],[22,13,22,14],[23,2,23,4],[23,6,23,7],[23,8,23,9],[23,11,23,12],[23,13,23,14],[24,2,24,4],[24,6,24,7],[24,8,24,9],[24,11,24,12],[24,13,24,14],[25,2,25,4],[25,6,25,7],[25,8,25,9],[25,11,25,12],[25,13,25,14],[26,2,26,4],[26,6,26,7],[26,8,26,9],[26,11,26,12],[26,13,26,14],[27,0,28,0],[27,1,28,1],[27,2,28,4],[27,5,28,5],[27,6,28,7],[27,8,28,9],[27,10,28,10],[27,11,28,12],[27,13,28,14],[29,0,31,0],[29,1,31,1],[29,2,31,4],[29,5,31,5],[29,6,31,7],[29,8,31,9],[29,10,31,10],[29,11,31,12],[29,13,31,14],[32,2,32,4],[32,6,32,7],[32,8,32,9],[32,11,32,12],[32,13,32,14],[33,2,33,4],[33,6,33,7],[33,8,33,9],[33,11,33,12],[33,13,33,14],[34,0,34,14],[35,3,35,14],[36,0,36,3],[36,9,36,13],[37,0,37,14],[38,0,38,6],[38,7,38,11],[38,12,38,14],[39,2,39,4],[39,6,39,7],[39,8,39,9],[39,11,39,12],[39,13,39,14],[40,0,42,0],[40,1,42,1],[40,2,42,4],[40,5,42,5],[40,6,42,7],[40,8,42,9],[40,10,42,10],[40,11,42,12],[40,13,42,14],[43,2,43,4],[43,6,43,7],[43,8,43,9],[43,11,43,12],[43,13,43,14],[44,2,44,4],[44,6,44,7],[44,8,44,9],[44,11,44,12],[44,13,44,14],[45,2,45,4],[45,6,45,7],[45,8,45,9],[45,11,45,12],[45,13,45,14],[46,2,46,4],[46,6,46,7],[46,8,46,9],[46,11,46,12],[46,13,46,14],[47,2,47,4],[47,6,47,7],[47,8,47,9],[47,11,47,12],[47,13,47,14],[48,2,48,4],[48,6,48,7],[48,8,48,9],[48,11,48,12],[48,13,48,14],[49,2,49,4],[49,6,49,7],[49,8,49,9],[49,11,49,12],[49,13,49,14],[50,2,50,4],[50,6,50,7],[50,8,50,9],[50,11,50,12],[50,13,50,14],[51,2,51,4],[51,6,51,7],[51,8,51,9],[51,11,51,12],[51,13,51,14],[52,2,52,4],[52,6,52,7],[52,8,52,9],[52,11,52,12],[52,13,52,14],[53,2,53,4],[53,6,53,7],[53,8,53,9],[53,11,53,12],[53,13,53,14],[54,2,54,4],[54,6,54,7],[54,8,54,9],[54,11,54,12],[54,13,54,14],[55,2,55,4],[55,6,55,7],[55,8,55,9],[55,11,55,12],[55,13,55,14],[56,2,56,4],[56,6,56,7],[56,8,56,9],[56,11,56,12],[56,13,56,14],[57,2,57,4],[57,6,57,7],[57,8,57,9],[57,11,57,12],[57,13,57,14],[58,2,58,4],[58,6,58,7],[58,8,58,9],[58,11,58,12],[58,13,58,14],[59,2,59,4],[59,6,59,7],[59,8,59,9],[59,11,59,12],[59,13,59,14],[60,2,60,4],[60,6,60,7],[60,8,60,9],[60,11,60,12],[60,13,60,14],[61,2,61,4],[61,6,61,7],[61,8,61,9],[61,11,61,12],[61,13,61,14],[62,2,62,4],[62,6,62,7],[62,8,62,9],[62,11,62,12],[62,13,62,14],[63,2,63,4],[63,6,63,7],[63,8,63,9],[63,11,63,12],[63,13,63,14],[64,2,64,4],[64,6,64,7],[64,8,64,9],[64,11,64,12],[64,13,64,14],[65,2,65,4],[65,6,65,7],[65,8,65,9],[65,11,65,12],[65,13,65,14],[66,2,66,4],[66,6,66,7],[66,8,66,9],[66,11,66,12],[66,13,66,14],[67,0,67,14],[69,3,69,14],[70,0,70,3],[70,9,70,13]],"flags":["formulas_cached_only"]}
["总价措施项目清单与计价表"]
["工程名称：江苏师范大学语言科学与艺术学院实景实验室防水及舞美置景修缮系统维护工程02",{"$nulls":6},"标段：",{"$nulls":4},"第1页 共3页"]
["序号","项目编码","项目名称",null,null,"计算基础","费率（%）",null,"金额（元）",null,"调整\n费率（%）","调整后\n金额（元）",null,"备注"]
["1","011707001001","安全文明施工费",{"$nulls":3},""]
["1.1",null,"基本费",null,null,"分部分项合计+单价措施项目合计-除税工程设备费",1.5]
["1.2",null,"增加费",null,null,"分部分项合计+单价措施项目合计-除税工程设备费",""]
["1.3",null,"扬尘污染防治增加费",null,null,"分部分项合计+单价措施项目合计-除税工程设备费",0.21]
["2","011707002001","夜间施工",null,null,"分部分项合计+单价措施项目合计-除税工程设备费",""]
["3","011707003001","非夜间施工照明",null,null,"分部分项合计+单价措施项目合计-除税工程设备费","",{"$nulls":6},"在计取非夜间施工照明费时，建筑工程、仿古工程、修缮土建部分仅地下室（地宫）部分可计取；单独装饰、安装工程、园林绿化工程、修缮安装部分仅特殊施工部位内施工项目可计取"]
[]
[]
[]
["4","011707004001","二次搬运",null,null,"分部分项合计+单价措施项目合计-除税工程设备费",""]
["5","011707005001","冬雨季施工",null,null,"分部分项合计+单价措施项目合计-除税工程设备费",""]
[]
[]
[]
[{"$nulls":3},"【新点2013清单造价江苏版 V10.3.6】"]
["编制人（造价人员）：",{"$nulls":8},"复核人（造价工程师）："]
["总价措施项目清单与计价表"]
["工程名称：江苏师范大学语言科学与艺术学院实景实验室防水及舞美置景修缮系统维护工程02",{"$nulls":6},"标段：",{"$nulls":4},"第2页 共3页"]
["序号","项目编码","项目名称",null,null,"计算基础","费率（%）",null,"金额（元）",null,"调整\n费率（%）","调整后\n金额（元）",null,"备注"]
["6","011707006001","地上、地下设施、建筑物的临时保护设施",null,null,"分部分项合计+单价措施项目合计-除税工程设备费",""]
["7","011707007001","已完工程及设备保护",null,null,"分部分项合计+单价措施项目合计-除税工程设备费",""]
["8","011707008001","临时设施",null,null,"分部分项合计+单价措施项目合计-除税工程设备费",""]
["9","011707009001","赶工措施",null,null,"分部分项合计+单价措施项目合计-除税工程设备费",""]
["10","011707010001","工程按质论价",null,null,"分部分项合计+单价措施项目合计-除税工程设备费",""]
["11","011707011001","住宅分户验收",null,null,"分部分项合计+单价措施项目合计-除税工程设备费","",{"$nulls":6},"在计取住宅分户验收时，大型土石方工程、桩基工程和地下室部分不计入计费基础"]
[]
["12","011707012001","建筑工人实名制费用",null,null,"分部分项合计+单价措施项目合计-除税工程设备费","",{"$nulls":6},"建筑工人实名制设备由建筑工人工资专用账户开户银行提供的，建筑工人实名制费用按表中费率乘以0.5系数计取"]
[]
[]
["13","011707091001","特殊条件下施工增加费",null,null,"分部分项合计+单价措施项目合计-除税工程设备费",""]
[]
[]
[{"$nulls":3},"【新点2013清单造价江苏版 V10.3.6】"]
["编制人（造价人员）：",{"$nulls":8},"复核人（造价工程师）："]
["总价措施项目清单与计价表"]
["工程名称：江苏师范大学语言科学与艺术学院实景实验室防水及舞美置景修缮系统维护工程02",{"$nulls":6},"标段：",{"$nulls":4},"第3页 共3页"]
["序号","项目编码","项目名称",null,null,"计算基础","费率（%）",null,"金额（元）",null,"调整\n费率（%）","调整后\n金额（元）",null,"备注"]
["14","011707015001","智慧工地费用",null,null,"分部分项合计+单价措施项目合计-除税工程设备费","",{"$nulls":6},"现场安全隐患排查、人员信息动态管理、扬尘管控视频监控、高处作业防护预警、危大工程监测预警和集成平台等设备、软件和管理费用。"]
[]
[]
["15","011707016001","新冠疫情常态化防控",null,null,"分部分项合计+单价措施项目合计-除税工程设备费",""]
{"$rows_empty":25}
[{"$nulls":3},"【新点2013清单造价江苏版 V10.3.6】"]
["编制人（造价人员）：",{"$nulls":8},"复核人（造价工程师）："]

{"sheet":"4.3 表-12 其他项目清单与计价汇总表","index":14,"n_rows":43,"n_cols":8,"rows_kept":43,"merged":[[0,0,0,7],[1,0,1,3],[1,4,1,6],[2,1,2,2],[2,3,2,4],[2,6,2,7],[3,1,3,2],[3,3,3,4],[3,6,3,7],[4,1,4,2],[4,3,4,4],[4,6,4,7],[5,1,5,2],[5,3,5,4],[5,6,5,7],[6,1,6,2],[6,3,6,4],[6,6,6,7],[7,1,7,2],[7,3,7,4],[7,6,7,7],[8,1,8,2],[8,3,8,4],[8,6,8,7],[9,1,9,2],[9,3,9,4],[9,6,9,7],[10,1,10,2],[10,3,10,4],[10,6,10,7],[11,1,11,2],[11,3,11,4],[11,6,11,7],[12,1,12,2],[12,3,12,4],[12,6,12,7],[13,1,13,2],[13,3,13,4],[13,6,13,7],[14,1,14,2],[14,3,14,4],[14,6,14,7],[15,1,15,2],[15,3,15,4],[15,6,15,7],[16,1,16,2],[16,3,16,4],[16,6,16,7],[17,1,17,2],[17,3,17,4],[17,6,17,7],[18,1,18,2],[18,3,18,4],[18,6,18,7],[19,1,19,2],[19,3,19,4],[19,6,19,7],[20,1,20,2],[20,3,20,4],[20,6,20,7],[21,1,21,2],[21,3,21,4],[21,6,21,7],[22,1,22,2],[22,3,22,4],[22,6,22,7],[23,1,23,2],[23,3,23,4],[23,6,23,7],[24,1,24,2],[24,3,24,4],[24,6,24,7],[25,1,25,2],[25,3,25,4],[25,6,25,7],[26,1,26,2],[26,3,26,4],[26,6,26,7],[27,1,27,2],[27,3,27,4],[27,6,27,7],[28,1,28,2],[28,3,28,4],[28,6,28,7],[29,1,29,2],[29,3,29,4],[29,6,29,7],[30,1,30,2],[30,3,30,4],[30,6,30,7],[31,1,31,2],[31,3,31,4],[31,6,31,7],[32,1,32,2],[32,3,32,4],[32,6,32,7],[33,1,33,2],[33,3,33,4],[33,6,33,7],[34,1,34,2],[34,3,34,4],[34,6,34,7],[35,1,35,2],[35,3,35,4],[35,6,35,7],[36,1,36,2],[36,3,36,4],[36,6,36,7],[37,1,37,2],[37,3,37,4],[37,6,37,7],[38,1,38,2],[38,3,38,4],[38,6,38,7],[39,1,39,2],[39,3,39,4],[39,6,39,7],[40,0,40,2],[40,3,40,4],[40,6,40,7],[42,2,42,7]],"flags":["formulas_cached_only"]}
["其他项目清单与计价汇总表"]
["工程名称：江苏师范大学语言科学与艺术学院实景实验室防水及舞美置景修缮系统维护工程02",{"$nulls":3},"标段：",null,null,"第1页 共1页"]
["序号","项目名称",null,"金额(元)",null,"结算金额(元)","备注"]
["1","暂列金额",null,""]
["2","暂估价",null,""]
["2.1","材料暂估价",null,""]
["2.2","专业工程暂估价",null,""]
["3","计日工",null,""]
["4","总承包服务费",null,""]
{"$rows_empty":31}
["合  计",null,null,""]
[]
[null,null,"【新点2013清单造价江苏版 V10.3.6】"]

{"sheet":"4.4 表-12-1 暂列金额明细表","index":15,"n_rows":43,"n_cols":7,"rows_kept":43,"merged":[[0,0,0,6],[1,0,1,3],[1,4,1,5],[2,1,2,2],[2,3,2,4],[3,1,3,2],[3,3,3,4],[4,1,4,2],[4,3,4,4],[5,1,5,2],[5,3,5,4],[6,1,6,2],[6,3,6,4],[7,1,7,2],[7,3,7,4],[8,1,8,2],[8,3,8,4],[9,1,9,2],[9,3,9,4],[10,1,10,2],[10,3,10,4],[11,1,11,2],[11,3,11,4],[12,1,12,2],[12,3,12,4],[13,1,13,2],[13,3,13,4],[14,1,14,2],[14,3,14,4],[15,1,15,2],[15,3,15,4],[16,1,16,2],[16,3,16,4],[17,1,17,2],[17,3,17,4],[18,1,18,2],[18,3,18,4],[19,1,19,2],[19,3,19,4],[20,1,20,2],[20,3,20,4],[21,1,21,2],[21,3,21,4],[22,1,22,2],[22,3,22,4],[23,1,23,2],[23,3,23,4],[24,1,24,2],[24,3,24,4],[25,1,25,2],[25,3,25,4],[26,1,26,2],[26,3,26,4],[27,1,27,2],[27,3,27,4],[28,1,28,2],[28,3,28,4],[29,1,29,2],[29,3,29,4],[30,1,30,2],[30,3,30,4],[31,1,31,2],[31,3,31,4],[32,1,32,2],[32,3,32,4],[33,1,33,2],[33,3,33,4],[34,1,34,2],[34,3,34,4],[35,1,35,2],[35,3,35,4],[36,1,36,2],[36,3,36,4],[37,1,37,2],[37,3,37,4],[38,1,38,2],[38,3,38,4],[39,1,39,2],[39,3,39,4],[40,0,40,4],[42,2,42,6]],"flags":["formulas_cached_only"]}
["暂列金额明细表"]
["工程名称：江苏师范大学语言科学与艺术学院实景实验室防水及舞美置景修缮系统维护工程02",{"$nulls":3},"标段：",null,"第1页 共1页"]
["序号","项目名称",null,"计量单位",null,"暂定金额(元)","备注"]
{"$rows_empty":37}
["合  计",{"$nulls":4},""]
[]
[null,null,"【新点2013清单造价江苏版 V10.3.6】"]

{"sheet":"4.5 表-12-2 材料（工程设备）暂估单价及调整表","index":16,"n_rows":44,"n_cols":16,"rows_kept":44,"merged":[[0,0,0,15],[1,0,1,6],[1,7,1,12],[1,13,1,15],[2,0,3,0],[2,1,3,1],[2,2,3,3],[2,4,3,4],[2,5,2,7],[2,8,2,9],[2,10,2,11],[2,12,2,14],[2,15,3,15],[3,6,3,7],[3,12,3,13],[4,2,4,3],[4,6,4,7],[4,12,4,13],[5,2,5,3],[5,6,5,7],[5,12,5,13],[6,2,6,3],[6,6,6,7],[6,12,6,13],[7,2,7,3],[7,6,7,7],[7,12,7,13],[8,2,8,3],[8,6,8,7],[8,12,8,13],[9,2,9,3],[9,6,9,7],[9,12,9,13],[10,2,10,3],[10,6,10,7],[10,12,10,13],[11,2,11,3],[11,6,11,7],[11,12,11,13],[12,2,12,3],[12,6,12,7],[12,12,12,13],[13,2,13,3],[13,6,13,7],[13,12,13,13],[14,2,14,3],[14,6,14,7],[14,12,14,13],[15,2,15,3],[15,6,15,7],[15,12,15,13],[16,2,16,3],[16,6,16,7],[16,12,16,13],[17,2,17,3],[17,6,17,7],[17,12,17,13],[18,2,18,3],[18,6,18,7],[18,12,18,13],[19,2,19,3],[19,6,19,7],[19,12,19,13],[20,2,20,3],[20,6,20,7],[20,12,20,13],[21,2,21,3],[21,6,21,7],[21,12,21,13],[22,2,22,3],[22,6,22,7],[22,12,22,13],[23,2,23,3],[23,6,23,7],[23,12,23,13],[24,2,24,3],[24,6,24,7],[24,12,24,13],[25,2,25,3],[25,6,25,7],[25,12,25,13],[26,2,26,3],[26,6,26,7],[26,12,26,13],[27,2,27,3],[27,6,27,7],[27,12,27,13],[28,2,28,3],[28,6,28,7],[28,12,28,13],[29,2,29,3],[29,6,29,7],[29,12,29,13],[30,2,30,3],[30,6,30,7],[30,12,30,13],[31,2,31,3],[31,6,31,7],[31,12,31,13],[32,2,32,3],[32,6,32,7],[32,12,32,13],[33,2,33,3],[33,6,33,7],[33,12,33,13],[34,2,34,3],[34,6,34,7],[34,12,34,13],[35,2,35,3],[35,6,35,7],[35,12,35,13],[36,2,36,3],[36,6,36,7],[36,12,36,13],[37,2,37,3],[37,6,37,7],[37,12,37,13],[38,2,38,3],[38,6,38,7],[38,12,38,13],[39,2,39,3],[39,6,39,7],[39,12,39,13],[40,2,40,3],[40,6,40,7],[40,12,40,13],[41,0,41,4],[41,6,41,7],[41,12,41,13],[43,3,43,15]],"flags":["formulas_cached_only"]}
["材料（工程设备）暂估单价及调整表"]
["工程名称：江苏师范大学语言科学与艺术学院实景实验室防水及舞美置景修缮系统维护工程02",{"$nulls":6},"标段：",{"$nulls":5},"第1页 共1页"]
["序号","材料编码","材料(工程设备)名称、规格、型号",null,"计量单位","数量",null,null,"暂估（元）",null,"确认（元）",null,"差额±(元)",null,null,"备注"]
[{"$nulls":5},"投标","确认",null,"单价","合价","单价","合价","单价",null,"合价"]
{"$rows_empty":37}
["合计",{"$nulls":8},""]
[]
[{"$nulls":3},"【新点2013清单造价江苏版 V10.3.6】"]

{"sheet":"4.6 表-12-3 专业工程暂估价及结算价表","index":17,"n_rows":43,"n_cols":10,"rows_kept":43,"merged":[[0,0,0,9],[1,0,1,4],[1,5,1,7],[1,8,1,9],[2,1,2,2],[2,4,2,5],[2,7,2,8],[3,1,3,2],[3,4,3,5],[3,7,3,8],[4,1,4,2],[4,4,4,5],[4,7,4,8],[5,1,5,2],[5,4,5,5],[5,7,5,8],[6,1,6,2],[6,4,6,5],[6,7,6,8],[7,1,7,2],[7,4,7,5],[7,7,7,8],[8,1,8,2],[8,4,8,5],[8,7,8,8],[9,1,9,2],[9,4,9,5],[9,7,9,8],[10,1,10,2],[10,4,10,5],[10,7,10,8],[11,1,11,2],[11,4,11,5],[11,7,11,8],[12,1,12,2],[12,4,12,5],[12,7,12,8],[13,1,13,2],[13,4,13,5],[13,7,13,8],[14,1,14,2],[14,4,14,5],[14,7,14,8],[15,1,15,2],[15,4,15,5],[15,7,15,8],[16,1,16,2],[16,4,16,5],[16,7,16,8],[17,1,17,2],[17,4,17,5],[17,7,17,8],[18,1,18,2],[18,4,18,5],[18,7,18,8],[19,1,19,2],[19,4,19,5],[19,7,19,8],[20,1,20,2],[20,4,20,5],[20,7,20,8],[21,1,21,2],[21,4,21,5],[21,7,21,8],[22,1,22,2],[22,4,22,5],[22,7,22,8],[23,1,23,2],[23,4,23,5],[23,7,23,8],[24,1,24,2],[24,4,24,5],[24,7,24,8],[25,1,25,2],[25,4,25,5],[25,7,25,8],[26,1,26,2],[26,4,26,5],[26,7,26,8],[27,1,27,2],[27,4,27,5],[27,7,27,8],[28,1,28,2],[28,4,28,5],[28,7,28,8],[29,1,29,2],[29,4,29,5],[29,7,29,8],[30,1,30,2],[30,4,30,5],[30,7,30,8],[31,1,31,2],[31,4,31,5],[31,7,31,8],[32,1,32,2],[32,4,32,5],[32,7,32,8],[33,1,33,2],[33,4,33,5],[33,7,33,8],[34,1,34,2],[34,4,34,5],[34,7,34,8],[35,1,35,2],[35,4,35,5],[35,7,35,8],[36,1,36,2],[36,4,36,5],[36,7,36,8],[37,1,37,2],[37,4,37,5],[37,7,37,8],[38,1,38,2],[38,4,38,5],[38,7,38,8],[39,1,39,2],[39,4,39,5],[39,7,39,8],[40,0,40,3],[40,4,40,5],[40,7,40,8],[42,2,42,9]],"flags":["formulas_cached_only"]}
["专业工程暂估价及结算价表"]
["工程名称：江苏师范大学语言科学与艺术学院实景实验室防水及舞美置景修缮系统维护工程02",{"$nulls":4},"标段：",null,null,"第1页 共1页"]
["序号","工程名称",null,"工程内容","暂估金额(元)",null,"结算金额(元)","差额±(元)",null,"备注"]
{"$rows_empty":37}
["合  计",{"$nulls":3},""]
[]
[null,null,"【新点2013清单造价江苏版 V10.3.6】"]

{"sheet":"4.7 表-12-4 计日工表","index":18,"n_rows":44,"n_cols":11,"rows_kept":44,"merged":[[0,0,0,10],[1,0,1,4],[1,5,1,8],[1,9,1,10],[2,0,3,0],[2,1,3,2],[2,3,3,3],[2,4,3,5],[2,6,3,6],[2,7,3,7],[2,8,2,10],[3,8,3,9],[4,1,4,2],[4,4,4,5],[4,8,4,9],[5,0,5,7],[5,8,5,9],[6,1,6,2],[6,4,6,5],[6,8,6,9],[7,0,7,7],[7,8,7,9],[8,1,8,2],[8,4,8,5],[8,8,8,9],[9,0,9,7],[9,8,9,9],[10,0,10,7],[10,8,10,9],[11,1,11,2],[11,4,11,5],[11,8,11,9],[12,1,12,2],[12,4,12,5],[12,8,12,9],[13,1,13,2],[13,4,13,5],[13,8,13,9],[14,1,14,2],[14,4,14,5],[14,8,14,9],[15,1,15,2],[15,4,15,5],[15,8,15,9],[16,1,16,2],[16,4,16,5],[16,8,16,9],[17,1,17,2],[17,4,17,5],[17,8,17,9],[18,1,18,2],[18,4,18,5],[18,8,18,9],[19,1,19,2],[19,4,19,5],[19,8,19,9],[20,1,20,2],[20,4,20,5],[20,8,20,9],[21,1,21,2],[21,4,21,5],[21,8,21,9],[22,1,22,2],[22,4,22,5],[22,8,22,9],[23,1,23,2],[23,4,23,5],[23,8,23,9],[24,1,24,2],[24,4,24,5],[24,8,24,9],[25,1,25,2],[25,4,25,5],[25,8,25,9],[26,1,26,2],[26,4,26,5],[26,8,26,9],[27,1,27,2],[27,4,27,5],[27,8,27,9],[28,1,28,2],[28,4,28,5],[28,8,28,9],[29,1,29,2],[29,4,29,5],[29,8,29,9],[30,1,30,2],[30,4,30,5],[30,8,30,9],[31,1,31,2],[31,4,31,5],[31,8,31,9],[32,1,32,2],[32,4,32,5],[32,8,32,9],[33,1,33,2],[33,4,33,5],[33,8,33,9],[34,1,34,2],[34,4,34,5],[34,8,34,9],[35,1,35,2],[35,4,35,5],[35,8,35,9],[36,1,36,2],[36,4,36,5],[36,8,36,9],[37,1,37,2],[37,4,37,5],[37,8,37,9],[38,1,38,2],[38,4,38,5],[38,8,38,9],[39,1,39,2],[39,4,39,5],[39,8,39,9],[40,1,40,2],[40,4,40,5],[40,8,40,9],[41,0,41,7],[41,8,41,9],[43,2,43,10]],"flags":["formulas_cached_only"]}
["计日工表"]
["工程名称：江苏师范大学语言科学与艺术学院实景实验室防水及舞美置景修缮系统维护工程02",{"$nulls":4},"标段：",{"$nulls":3},"第1页 共1页"]
["编号","项目名称",null,"单位","暂定数量",null,"实际数量","综合单价","合价（元）"]
[{"$nulls":8},"暂定",null,"实际"]
["一","人工",null,null,""]
["人工小计"]
["二","材料",null,null,""]
["材料小计"]
["三","施工机械",null,null,""]
["机械小计"]
["四、企业管理费和利润"]
{"$rows_empty":30}
["总     计"]
[]
[null,null,"【新点2013清单造价江苏版 V10.3.6】"]

{"sheet":"4.8 表-12-5 总承包服务费计价表","index":19,"n_rows":43,"n_cols":10,"rows_kept":43,"merged":[[0,0,0,9],[1,0,1,4],[1,5,1,7],[1,8,1,9],[2,1,2,2],[2,4,2,5],[2,7,2,8],[3,1,3,2],[3,4,3,5],[3,7,3,8],[4,1,4,2],[4,4,4,5],[4,7,4,8],[5,1,5,2],[5,4,5,5],[5,7,5,8],[6,1,6,2],[6,4,6,5],[6,7,6,8],[7,1,7,2],[7,4,7,5],[7,7,7,8],[8,1,8,2],[8,4,8,5],[8,7,8,8],[9,1,9,2],[9,4,9,5],[9,7,9,8],[10,1,10,2],[10,4,10,5],[10,7,10,8],[11,1,11,2],[11,4,11,5],[11,7,11,8],[12,1,12,2],[12,4,12,5],[12,7,12,8],[13,1,13,2],[13,4,13,5],[13,7,13,8],[14,1,14,2],[14,4,14,5],[14,7,14,8],[15,1,15,2],[15,4,15,5],[15,7,15,8],[16,1,16,2],[16,4,16,5],[16,7,16,8],[17,1,17,2],[17,4,17,5],[17,7,17,8],[18,1,18,2],[18,4,18,5],[18,7,18,8],[19,1,19,2],[19,4,19,5],[19,7,19,8],[20,1,20,2],[20,4,20,5],[20,7,20,8],[21,1,21,2],[21,4,21,5],[21,7,21,8],[22,1,22,2],[22,4,22,5],[22,7,22,8],[23,1,23,2],[23,4,23,5],[23,7,23,8],[24,1,24,2],[24,4,24,5],[24,7,24,8],[25,1,25,2],[25,4,25,5],[25,7,25,8],[26,1,26,2],[26,4,26,5],[26,7,26,8],[27,1,27,2],[27,4,27,5],[27,7,27,8],[28,1,28,2],[28,4,28,5],[28,7,28,8],[29,1,29,2],[29,4,29,5],[29,7,29,8],[30,1,30,2],[30,4,30,5],[30,7,30,8],[31,1,31,2],[31,4,31,5],[31,7,31,8],[32,1,32,2],[32,4,32,5],[32,7,32,8],[33,1,33,2],[33,4,33,5],[33,7,33,8],[34,1,34,2],[34,4,34,5],[34,7,34,8],[35,1,35,2],[35,4,35,5],[35,7,35,8],[36,1,36,2],[36,4,36,5],[36,7,36,8],[37,1,37,2],[37,4,37,5],[37,7,37,8],[38,1,38,2],[38,4,38,5],[38,7,38,8],[39,1,39,2],[39,4,39,5],[39,7,39,8],[40,1,40,2],[40,4,40,5],[40,7,40,8],[42,2,42,9]],"flags":["formulas_cached_only"]}
["总承包服务费计价表"]
["工程名称：江苏师范大学语言科学与艺术学院实景实验室防水及舞美置景修缮系统维护工程02",{"$nulls":4},"标段：",null,null,"第1页 共1页"]
["序号","项目名称",null,"项目价值(元)","服务内容",null,"计算基础","费率(％)",null,"金额(元)"]
["1","发包人发包专业工程",null,"",null,null,"项目价值"]
["2","发包人供应材料",null,"",null,null,"项目价值"]
{"$rows_empty":35}
[null,"合  计"]
[]
[null,null,"【新点2013清单造价江苏版 V10.3.6】"]

{"sheet":"4.9 表-13 规费、税金项目计价表","index":20,"n_rows":40,"n_cols":11,"rows_kept":40,"merged":[[0,0,0,11],[1,0,1,4],[1,5,1,8],[1,9,1,11],[2,1,2,2],[2,3,2,5],[2,6,2,7],[2,8,2,9],[2,10,2,11],[3,1,3,2],[3,3,3,5],[3,6,3,7],[3,8,3,9],[3,10,3,11],[4,1,4,2],[4,3,4,5],[4,6,4,7],[4,8,4,9],[4,10,4,11],[5,1,5,2],[5,3,5,5],[5,6,5,7],[5,8,5,9],[5,10,5,11],[6,1,6,2],[6,3,6,5],[6,6,6,7],[6,8,6,9],[6,10,6,11],[7,1,7,2],[7,3,7,5],[7,6,7,7],[7,8,7,9],[7,10,7,11],[8,1,8,2],[8,3,8,5],[8,6,8,7],[8,8,8,9],[8,10,8,11],[9,1,9,2],[9,3,9,5],[9,6,9,7],[9,8,9,9],[9,10,9,11],[10,1,10,2],[10,3,10,5],[10,6,10,7],[10,8,10,9],[10,10,10,11],[11,1,11,2],[11,3,11,5],[11,6,11,7],[11,8,11,9],[11,10,11,11],[12,1,12,2],[12,3,12,5],[12,6,12,7],[12,8,12,9],[12,10,12,11],[13,1,13,2],[13,3,13,5],[13,6,13,7],[13,8,13,9],[13,10,13,11],[14,1,14,2],[14,3,14,5],[14,6,14,7],[14,8,14,9],[14,10,14,11],[15,1,15,2],[15,3,15,5],[15,6,15,7],[15,8,15,9],[15,10,15,11],[16,1,16,2],[16,3,16,5],[16,6,16,7],[16,8,16,9],[16,10,16,11],[17,1,17,2],[17,3,17,5],[17,6,17,7],[17,8,17,9],[17,10,17,11],[18,1,18,2],[18,3,18,5],[18,6,18,7],[18,8,18,9],[18,10,18,11],[19,1,19,2],[19,3,19,5],[19,6,19,7],[19,8,19,9],[19,10,19,11],[20,1,20,2],[20,3,20,5],[20,6,20,7],[20,8,20,9],[20,10,20,11],[21,1,21,2],[21,3,21,5],[21,6,21,7],[21,8,21,9],[21,10,21,11],[22,1,22,2],[22,3,22,5],[22,6,22,7],[22,8,22,9],[22,10,22,11],[23,1,23,2],[23,3,23,5],[23,6,23,7],[23,8,23,9],[23,10,23,11],[24,1,24,2],[24,3,24,5],[24,6,24,7],[24,8,24,9],[24,10,24,11],[25,1,25,2],[25,3,25,5],[25,6,25,7],[25,8,25,9],[25,10,25,11],[26,1,26,2],[26,3,26,5],[26,6,26,7],[26,8,26,9],[26,10,26,11],[27,1,27,2],[27,3,27,5],[27,6,27,7],[27,8,27,9],[27,10,27,11],[28,1,28,2],[28,3,28,5],[28,6,28,7],[28,8,28,9],[28,10,28,11],[29,1,29,2],[29,3,29,5],[29,6,29,7],[29,8,29,9],[29,10,29,11],[30,1,30,2],[30,3,30,5],[30,6,30,7],[30,8,30,9],[30,10,30,11],[31,1,31,2],[31,3,31,5],[31,6,31,7],[31,8,31,9],[31,10,31,11],[32,1,32,2],[32,3,32,5],[32,6,32,7],[32,8,32,9],[32,10,32,11],[33,1,33,2],[33,3,33,5],[33,6,33,7],[33,8,33,9],[33,10,33,11],[34,1,34,2],[34,3,34,5],[34,6,34,7],[34,8,34,9],[34,10,34,11],[35,1,35,2],[35,3,35,5],[35,6,35,7],[35,8,35,9],[35,10,35,11],[36,0,36,9],[36,10,36,11],[38,2,38,11],[39,0,39,3],[39,7,39,10]],"flags":["formulas_cached_only"]}
["规费、税金项目计价表"]
["工程名称：江苏师范大学语言科学与艺术学院实景实验室防水及舞美置景修缮系统维护工程02",{"$nulls":4},"标段：",{"$nulls":3},"第1页 共1页"]
["序号","项目名称",null,"计算基础",null,null,"计算基数(元)",null,"计算费率(％)",null,"金额(元)"]
["1","规费",null,"环境保护税+社会保险费+住房公积金",{"$nulls":4},100]
["1.1","社会保险费",null,"分部分项工程费+措施项目费+其他项目费-除税工程设备费",{"$nulls":4},3.8]
["1.2","住房公积金",null,"分部分项工程费+措施项目费+其他项目费-除税工程设备费",{"$nulls":4},0.67]
["1.3","环境保护税",null,"分部分项工程费+措施项目费+其他项目费-除税工程设备费",{"$nulls":4},""]
["2","税金",null,"分部分项工程费+措施项目费+其他项目费+规费-除税甲供材料和甲供设备费/1.01",{"$nulls":4},9]
{"$rows_empty":28}
["合  计"]
[]
[null,null,"【新点2013清单造价江苏版 V10.3.6】"]
["编制人（造价人员）：",{"$nulls":6},"复核人（造价工程师）："]

{"sheet":"4.10 表-20 发包人提供材料和工程设备一览表","index":21,"n_rows":43,"n_cols":13,"rows_kept":43,"merged":[[0,0,0,12],[1,0,1,5],[1,6,1,9],[1,10,1,12],[2,2,2,3],[2,5,2,6],[2,9,2,10],[3,2,3,3],[3,5,3,6],[3,9,3,10],[4,2,4,3],[4,5,4,6],[4,9,4,10],[5,2,5,3],[5,5,5,6],[5,9,5,10],[6,2,6,3],[6,5,6,6],[6,9,6,10],[7,2,7,3],[7,5,7,6],[7,9,7,10],[8,2,8,3],[8,5,8,6],[8,9,8,10],[9,2,9,3],[9,5,9,6],[9,9,9,10],[10,2,10,3],[10,5,10,6],[10,9,10,10],[11,2,11,3],[11,5,11,6],[11,9,11,10],[12,2,12,3],[12,5,12,6],[12,9,12,10],[13,2,13,3],[13,5,13,6],[13,9,13,10],[14,2,14,3],[14,5,14,6],[14,9,14,10],[15,2,15,3],[15,5,15,6],[15,9,15,10],[16,2,16,3],[16,5,16,6],[16,9,16,10],[17,2,17,3],[17,5,17,6],[17,9,17,10],[18,2,18,3],[18,5,18,6],[18,9,18,10],[19,2,19,3],[19,5,19,6],[19,9,19,10],[20,2,20,3],[20,5,20,6],[20,9,20,10],[21,2,21,3],[21,5,21,6],[21,9,21,10],[22,2,22,3],[22,5,22,6],[22,9,22,10],[23,2,23,3],[23,5,23,6],[23,9,23,10],[24,2,24,3],[24,5,24,6],[24,9,24,10],[25,2,25,3],[25,5,25,6],[25,9,25,10],[26,2,26,3],[26,5,26,6],[26,9,26,10],[27,2,27,3],[27,5,27,6],[27,9,27,10],[28,2,28,3],[28,5,28,6],[28,9,28,10],[29,2,29,3],[29,5,29,6],[29,9,29,10],[30,2,30,3],[30,5,30,6],[30,9,30,10],[31,2,31,3],[31,5,31,6],[31,9,31,10],[32,2,32,3],[32,5,32,6],[32,9,32,10],[33,2,33,3],[33,5,33,6],[33,9,33,10],[34,2,34,3],[34,5,34,6],[34,9,34,10],[35,2,35,3],[35,5,35,6],[35,9,35,10],[36,2,36,3],[36,5,36,6],[36,9,36,10],[37,2,37,3],[37,5,37,6],[37,9,37,10],[38,2,38,3],[38,5,38,6],[38,9,38,10],[39,2,39,3],[39,5,39,6],[39,9,39,10],[40,0,40,4],[40,5,40,6],[40,9,40,10],[42,3,42,12]],"flags":["formulas_cached_only"]}
["发包人提供材料和工程设备一览表"]
["工程名称：江苏师范大学语言科学与艺术学院实景实验室防水及舞美置景修缮系统维护工程02",{"$nulls":5},"标段：",{"$nulls":3},"第1页 共1页"]
["序号","材料编码","材料(工程设备)名称、规格、型号",null,"单位","数量",null,"单价\n(元)","合价\n(元)","交货\n方式",null,"送达\n地点","备注"]
{"$rows_empty":37}
["合 计",{"$nulls":7},""]
[]
[{"$nulls":3},"【新点2013清单造价江苏版 V10.3.6】"]

{"sheet":"4.11 表-21 承包人材料设备（适用于造价信息差额调整法）","index":22,"n_rows":43,"n_cols":13,"rows_kept":43,"merged":[[0,0,0,12],[1,0,1,5],[1,6,1,9],[1,10,1,12],[2,2,2,3],[2,5,2,6],[2,9,2,10],[3,2,3,3],[3,5,3,6],[3,9,3,10],[4,2,4,3],[4,5,4,6],[4,9,4,10],[5,2,5,3],[5,5,5,6],[5,9,5,10],[6,2,6,3],[6,5,6,6],[6,9,6,10],[7,2,7,3],[7,5,7,6],[7,9,7,10],[8,2,8,3],[8,5,8,6],[8,9,8,10],[9,2,9,3],[9,5,9,6],[9,9,9,10],[10,2,10,3],[10,5,10,6],[10,9,10,10],[11,2,11,3],[11,5,11,6],[11,9,11,10],[12,2,12,3],[12,5,12,6],[12,9,12,10],[13,2,13,3],[13,5,13,6],[13,9,13,10],[14,2,14,3],[14,5,14,6],[14,9,14,10],[15,2,15,3],[15,5,15,6],[15,9,15,10],[16,2,16,3],[16,5,16,6],[16,9,16,10],[17,2,17,3],[17,5,17,6],[17,9,17,10],[18,2,18,3],[18,5,18,6],[18,9,18,10],[19,2,19,3],[19,5,19,6],[19,9,19,10],[20,2,20,3],[20,5,20,6],[20,9,20,10],[21,2,21,3],[21,5,21,6],[21,9,21,10],[22,2,22,3],[22,5,22,6],[22,9,22,10],[23,2,23,3],[23,5,23,6],[23,9,23,10],[24,2,24,3],[24,5,24,6],[24,9,24,10],[25,2,25,3],[25,5,25,6],[25,9,25,10],[26,2,26,3],[26,5,26,6],[26,9,26,10],[27,2,27,3],[27,5,27,6],[27,9,27,10],[28,2,28,3],[28,5,28,6],[28,9,28,10],[29,2,29,3],[29,5,29,6],[29,9,29,10],[30,2,30,3],[30,5,30,6],[30,9,30,10],[31,2,31,3],[31,5,31,6],[31,9,31,10],[32,2,32,3],[32,5,32,6],[32,9,32,10],[33,2,33,3],[33,5,33,6],[33,9,33,10],[34,2,34,3],[34,5,34,6],[34,9,34,10],[35,2,35,3],[35,5,35,6],[35,9,35,10],[36,2,36,3],[36,5,36,6],[36,9,36,10],[37,2,37,3],[37,5,37,6],[37,9,37,10],[38,2,38,3],[38,5,38,6],[38,9,38,10],[39,2,39,3],[39,5,39,6],[39,9,39,10],[40,2,40,3],[40,5,40,6],[40,9,40,10],[41,0,41,12],[42,3,42,12]],"flags":["formulas_cached_only"]}
["承包人提供主要材料和工程设备一览表\n（适用造价信息差额调整法）"]
["工程名称：江苏师范大学语言科学与艺术学院实景实验室防水及舞美置景修缮系统维护工程02",{"$nulls":5},"标段：",{"$nulls":3},"第1页 共1页"]
["序号","材料编码","名称、规格、型号",null,"单位","数量",null,"风险系数\n(%)","基准单价\n(元)","投标单价\n(元)",null,"发承包人\n确认单价\n(元)","备注"]
{"$rows_empty":39}
[{"$nulls":3},"【新点2013清单造价江苏版 V10.3.6】"]

{"sheet":"5.1 表-08 分部分项工程和单价措施项目清单与计价表","index":23,"n_rows":151,"n_cols":12,"rows_kept":151,"merged":[[0,0,0,11],[1,0,1,4],[1,5,1,9],[1,10,1,11],[2,0,4,0],[2,1,4,1],[2,2,4,3],[2,4,4,5],[2,6,4,6],[2,7,4,7],[2,8,2,11],[3,8,4,8],[3,9,4,10],[5,2,5,3],[5,4,5,5],[5,9,5,10],[6,2,6,3],[6,4,6,5],[6,9,6,10],[7,2,7,3],[7,4,7,5],[7,9,7,10],[8,2,8,3],[8,4,8,5],[8,9,8,10],[9,2,9,3],[9,4,9,5],[9,9,9,10],[10,2,10,3],[10,4,10,5],[10,9,10,10],[11,2,11,3],[11,4,11,5],[11,9,11,10],[12,2,12,3],[12,4,12,5],[12,9,12,10],[13,2,13,3],[13,4,13,5],[13,9,13,10],[14,2,14,3],[14,4,14,5],[14,9,14,10],[15,2,15,3],[15,4,15,5],[15,9,15,10],[16,2,16,3],[16,4,16,5],[16,9,16,10],[17,2,17,3],[17,4,17,5],[17,9,17,10],[18,0,18,8],[18,9,18,10],[20,3,20,11],[21,0,21,11],[22,0,22,4],[22,5,22,9],[22,10,22,11],[23,0,25,0],[23,1,25,1],[23,2,25,3],[23,4,25,5],[23,6,25,6],[23,7,25,7],[23,8,23,11],[24,8,25,8],[24,9,25,10],[26,2,26,3],[26,4,26,5],[26,9,26,10],[27,2,27,3],[27,4,27,5],[27,9,27,10],[28,2,28,3],[28,4,28,5],[28,9,28,10],[29,2,29,3],[29,4,29,5],[29,9,29,10],[30,2,30,3],[30,4,30,5],[30,9,30,10],[31,2,31,3],[31,4,31,5],[31,9,31,10],[32,2,32,3],[32,4,32,5],[32,9,32,10],[33,2,33,3],[33,4,33,5],[33,9,33,10],[34,2,34,3],[34,4,34,5],[34,9,34,10],[35,2,35,3],[35,4,35,5],[35,9,35,10],[36,2,36,3],[36,4,36,5],[36,9,36,10],[37,2,37,3],[37,4,37,5],[37,9,37,10],[38,0,38,8],[38,9,38,10],[40,3,40,11],[41,0,41,11],[42,0,42,4],[42,5,42,9],[42,10,42,11],[43,0,45,0],[43,1,45,1],[43,2,45,3],[43,4,45,5],[43,6,45,6],[43,7,45,7],[43,8,43,11],[44,8,45,8],[44,9,45,10],[46,2,46,3],[46,4,46,5],[46,9,46,10],[47,2,47,3],[47,4,47,5],[47,9,47,10],[48,2,48,3],[48,4,48,5],[48,9,48,10],[49,2,49,3],[49,4,49,5],[49,9,49,10],[50,2,50,3],[50,4,50,5],[50,9,50,10],[51,2,51,3],[51,4,51,5],[51,9,51,10],[52,2,52,3],[52,4,52,5],[52,9,52,10],[53,2,53,3],[53,4,53,5],[53,9,53,10],[54,2,54,3],[54,4,54,5],[54,9,54,10],[55,2,55,3],[55,4,55,5],[55,9,55,10],[56,2,56,3],[56,4,56,5],[56,9,56,10],[57,2,57,3],[57,4,57,5],[57,9,57,10],[58,2,58,3],[58,4,58,5],[58,9,58,10],[59,0,59,8],[59,9,59,10],[61,3,61,11],[62,0,62,11],[63,0,63,4],[63,5,63,9],[63,10,63,11],[64,0,66,0],[64,1,66,1],[64,2,66,3],[64,4,66,5],[64,6,66,6],[64,7,66,7],[64,8,64,11],[65,8,66,8],[65,9,66,10],[67,2,67,3],[67,4,67,5],[67,9,67,10],[68,0,69,0],[68,1,69,1],[68,2,69,3],[68,4,69,5],[68,6,69,6],[68,7,69,7],[68,8,69,8],[68,9,69,10],[68,11,69,11],[70,2,70,3],[70,4,70,5],[70,9,70,10],[71,2,71,3],[71,4,71,5],[71,9,71,10],[72,2,72,3],[72,4,72,5],[72,9,72,10],[73,2,73,3],[73,4,73,5],[73,9,73,10],[74,2,74,3],[74,4,74,5],[74,9,74,10],[75,2,75,3],[75,4,75,5],[75,9,75,10],[76,0,77,0],[76,1,77,1],[76,2,77,3],[76,4,77,5],[76,6,77,6],[76,7,77,7],[76,8,77,8],[76,9,77,10],[76,11,77,11],[78,2,78,3],[78,4,78,5],[78,9,78,10],[79,2,79,3],[79,4,79,5],[79,9,79,10],[80,2,80,3],[80,4,80,5],[80,9,80,10],[81,2,81,3],[81,4,81,5],[81,9,81,10],[82,0,82,8],[82,9,82,10],[84,3,84,11],[85,0,85,11],[86,0,86,4],[86,5,86,9],[86,10,86,11],[87,0,89,0],[87,1,89,1],[87,2,89,3],[87,4,89,5],[87,6,89,6],[87,7,89,7],[87,8,87,11],[88,8,89,8],[88,9,89,10],[90,0,91,0],[90,1,91,1],[90,2,91,3],[90,4,91,5],[90,6,91,6],[90,7,91,7],[90,8,91,8],[90,9,91,10],[90,11,91,11],[92,2,92,3],[92,4,92,5],[92,9,92,10],[93,2,93,3],[93,4,93,5],[93,9,93,10],[94,0,95,0],[94,1,95,1],[94,2,95,3],[94,4,95,5],[94,6,95,6],[94,7,95,7],[94,8,95,8],[94,9,95,10],[94,11,95,11],[96,2,96,3],[96,4,96,5],[96,9,96,10],[97,0,98,0],[97,1,98,1],[97,2,98,3],[97,4,98,5],[97,6,98,6],[97,7,98,7],[97,8,98,8],[97,9,98,10],[97,11,98,11],[99,2,99,3],[99,4,99,5],[99,9,99,10],[100,2,100,3],[100,4,100,5],[100,9,100,10],[101,2,101,3],[101,4,101,5],[101,9,101,10],[102,2,102,3],[102,4,102,5],[102,9,102,10],[103,2,103,3],[103,4,103,5],[103,9,103,10],[104,2,104,3],[104,4,104,5],[104,9,104,10],[105,0,105,8],[105,9,105,10],[107,3,107,11],[108,0,108,11],[109,0,109,4],[109,5,109,9],[109,10,109,11],[110,0,112,0],[110,1,112,1],[110,2,112,3],[110,4,112,5],[110,6,112,6],[110,7,112,7],[110,8,110,11],[111,8,112,8],[111,9,112,10],[113,2,113,3],[113,4,113,5],[113,9,113,10],[114,2,114,3],[114,4,114,5],[114,9,114,10],[115,2,115,5],[115,9,115,10],[116,2,116,3],[116,4,116,5],[116,9,116,10],[117,2,117,3],[117,4,117,5],[117,9,117,10],[118,2,118,3],[118,4,118,5],[118,9,118,10],[119,2,119,3],[119,4,119,5],[119,9,119,10],[120,2,120,3],[120,4,120,5],[120,9,120,10],[121,2,121,3],[121,4,121,5],[121,9,121,10],[122,2,122,3],[122,4,122,5],[122,9,122,10],[123,2,123,3],[123,4,123,5],[123,9,123,10],[124,2,124,3],[124,4,124,5],[124,9,124,10],[125,2,125,3],[125,4,125,5],[125,9,125,10],[126,2,126,3],[126,4,126,5],[126,9,126,10],[127,2,127,3],[127,4,127,5],[127,9,127,10],[128,2,128,3],[128,4,128,5],[128,9,128,10],[129,2,129,3],[129,4,129,5],[129,9,129,10],[130,2,130,3],[130,4,130,5],[130,9,130,10],[131,2,131,3],[131,4,131,5],[131,9,131,10],[132,2,132,3],[132,4,132,5],[132,9,132,10],[133,2,133,3],[133,4,133,5],[133,9,133,10],[134,2,134,3],[134,4,134,5],[134,9,134,10],[135,2,135,3],[135,4,135,5],[135,9,135,10],[136,2,136,3],[136,4,136,5],[136,9,136,10],[137,2,137,3],[137,4,137,5],[137,9,137,10],[138,2,138,3],[138,4,138,5],[138,9,138,10],[139,2,139,3],[139,4,139,5],[139,9,139,10],[140,2,140,3],[140,4,140,5],[140,9,140,10],[141,2,141,3],[141,4,141,5],[141,9,141,10],[142,2,142,3],[142,4,142,5],[142,9,142,10],[143,2,143,3],[143,4,143,5],[143,9,143,10],[144,2,144,3],[144,4,144,5],[144,9,144,10],[145,2,145,3],[145,4,145,5],[145,9,145,10],[146,2,146,3],[146,4,146,5],[146,9,146,10],[147,0,147,8],[147,9,147,10],[148,0,148,8],[148,9,148,10],[150,3,150,11]],"flags":["formulas_cached_only"]}
["分部分项工程和单价措施项目清单与计价表"]
["工程名称：语言科学与艺术实景实验室内部设备系统搬迁与重新安装调试03",{"$nulls":4},"标段：",{"$nulls":4},"第1页 共6页"]
["序号","项目编码","项目名称",null,"项目特征描述",null,"计量\n单位","工程量","金额（元）"]
[{"$nulls":8},"综合单价","合价",null,"其中"]
[{"$nulls":11},"暂估价"]
["1","01B001","拆除演播室高清系统摄像机",null,"品牌：SONY\n型号：HDC-2580\n备注：拆除设备的保护",null,"台",3]
["2","01B002","恢复演播室高清系统摄像机",null,"品牌：SONY\n型号：HDC-2580\n安装与调试，确保设备状态达到最佳工作状态。",null,"台",3]
["3","01B003","拆除高清摄像机控制单元",null,"品牌：SONY\n型号：HDCU-2580\n备注：拆除设备的保护",null,"台",3]
["4","01B004","恢复高清摄像机控制单元",null,"品牌：SONY\n型号：HDCU-2580\n安装与调试，确保设备状态达到最佳工作状态。",null,"台",3]
["5","01B005","拆除控制单元遥控面板",null,"品牌：SONY\n型号：RCP-1500\n备注：拆除设备的保护",null,"台",3]
["6","01B006","恢复控制单元遥控面板",null,"品牌：SONY\n型号：RCP-1500\n安装与调试，确保设备状态达到最佳工作状态。",null,"台",3]
["7","01B007","拆除7寸彩色寻像器",null,"品牌：SONY\n型号：HDVF-L750\n备注：拆除设备的保护",null,"台",3]
["8","01B008","恢复7寸彩色寻像器",null,"品牌：SONY\n型号：HDVF-L750\n安装与调试，确保设备状态达到最佳工作状态。",null,"台",3]
["9","01B009","拆除遥控单元连接电缆",null,"品牌：SONY\n型号：CCA-5-10\n备注：拆除设备的保护",null,"根",3]
["10","01B010","恢复遥控单元连接电缆",null,"品牌：SONY\n型号：CCA-5-10\n安装与调试，确保设备状态达到最佳工作状态。",null,"根",3]
["11","01B011","拆除30米摄像机复合光缆",null,"品牌：CANARE\n型号：FCC30N-ARIB\n备注：拆除设备的保护",null,"根",3]
[]
[]
["本页小计"]
[]
[{"$nulls":3},"【新点2013清单造价江苏版 V10.3.6】"]
["分部分项工程和单价措施项目清单与计价表"]
["工程名称：语言科学与艺术实景实验室内部设备系统搬迁与重新安装调试03",{"$nulls":4},"标段：",{"$nulls":4},"第2页 共6页"]
["序号","项目编码","项目名称",null,"项目特征描述",null,"计量\n单位","工程量","金额（元）"]
[{"$nulls":8},"综合单价","合价",null,"其中"]
[{"$nulls":11},"暂估价"]
["12","01B012","恢复30米摄像机复合光缆",null,"品牌：CANARE\n型号：FCC30N-ARIB\n安装与调试，确保设备状态达到最佳工作状态。",null,"根",3]
["13","01B013","拆除恢复高清标准镜头",null,"品牌：CANON\n型号：KJ20x8.2B\n拆除后恢复，安装与调试，确保设备状态达到最佳工作状态。",null,"只",3]
["14","01B014","拆除云台气压三脚架，双手柄",null,"品牌：利拍\n型号：RSP-850PD-B\n备注：拆除设备的保护",null,"套",2]
["15","01B015","恢复云台气压三脚架，双手柄",null,"品牌：利拍\n型号：RSP-850PD-B\n安装与调试，确保设备状态达到最佳工作状态。",null,"套",2]
["16","03B001","拆除4米摇臂",null,"拆除4米摇臂\n备注：拆除设备的保护",null,"套",1]
["17","03B002","恢复4米摇臂",null,"安装与调试，确保设备状态达到最佳工作状态。",null,"套",1]
["18","03B003","拆除高清视频切换台主机",null,"品牌：SONY\n型号：MVS-3000\n备注：拆除设备的保护",null,"台",1]
["19","03B004","恢复高清视频切换台主机",null,"品牌：SONY\n型号：MVS-3000\n安装与调试，确保设备状态达到最佳工作状态。",null,"台",1]
["20","03B005","拆除3DM-4K2工作站",null,"品牌：艾迪普\n型号：HPZ840\n备注：拆除设备的保护",null,"套",1]
["21","03B006","恢复3DM-4K2工作站",null,"品牌：艾迪普\n型号：HPZ840\n安装与调试，确保设备状态达到最佳工作状态。",null,"套",1]
["22","03B007","拆除3DM-4K1工作站",null,"品牌：艾迪普\n型号：HPZ840\n备注：拆除设备的保护",null,"套",1]
["23","03B008","恢复3DM-4K1工作站",null,"品牌：艾迪普\n型号：HPZ840\n安装与调试，确保设备状态达到最佳工作状态。",null,"套",1]
["本页小计"]
[]
[{"$nulls":3},"【新点2013清单造价江苏版 V10.3.6】"]
["分部分项工程和单价措施项目清单与计价表"]
["工程名称：语言科学与艺术实景实验室内部设备系统搬迁与重新安装调试03",{"$nulls":4},"标段：",{"$nulls":4},"第3页 共6页"]
["序号","项目编码","项目名称",null,"项目特征描述",null,"计量\n单位","工程量","金额（元）"]
[{"$nulls":8},"综合单价","合价",null,"其中"]
[{"$nulls":11},"暂估价"]
["24","03B009","拆除CG10 工作站",null,"品牌：艾迪普\n型号：HPZ840\n备注：拆除设备的保护",null,"套",1]
["25","03B010","恢复CG10 工作站",null,"品牌：艾迪普\n型号：HPZ840\n安装与调试，确保设备状态达到最佳工作状态。",null,"套",1]
["26","03B011","拆除iTOUCH 工作站",null,"品牌：艾迪普\n型号：HPZ840\n备注：拆除设备的保护",null,"套",1]
["27","03B012","恢复iTOUCH 工作站",null,"品牌：艾迪普\n型号：HPZ840\n安装与调试，确保设备状态达到最佳工作状态。",null,"套",1]
["28","03B013","拆除Medialive 工作站",null,"品牌：艾迪普\n型号：HPZ840\n备注：拆除设备的保护",null,"套",1]
["29","03B014","恢复Medialive 工作站",null,"品牌：艾迪普\n型号：HPZ840\n安装与调试，确保设备状态达到最佳工作状态。",null,"套",1]
["30","03B015","拆除iONTV 工作站",null,"品牌：艾迪普\n型号：HPZ840\n备注：拆除设备的保护",null,"套",1]
["31","03B016","恢复iONTV 工作站",null,"品牌：艾迪普\n型号：HPZ840\n安装与调试，确保设备状态达到最佳工作状态。",null,"套",1]
["32","03B017","拆除周边机箱",null,"品牌：AXON\n型号：4U标准机箱\n备注：拆除设备的保护",null,"套",1]
["33","03B018","恢复周边机箱",null,"品牌：AXON\n型号：4U标准机箱\n安装与调试，确保设备状态达到最佳工作状态。",null,"套",1]
["34","03B019","拆除通话主站",null,"品牌：RTS\n型号：MS-702\n备注：拆除设备的保护",null,"台",1]
[]
[]
["本页小计"]
[]
[{"$nulls":3},"【新点2013清单造价江苏版 V10.3.6】"]
["分部分项工程和单价措施项目清单与计价表"]
["工程名称：语言科学与艺术实景实验室内部设备系统搬迁与重新安装调试03",{"$nulls":4},"标段：",{"$nulls":4},"第4页 共6页"]
["序号","项目编码","项目名称",null,"项目特征描述",null,"计量\n单位","工程量","金额（元）"]
[{"$nulls":8},"综合单价","合价",null,"其中"]
[{"$nulls":11},"暂估价"]
["35","03B020","恢复通话主站",null,"品牌：RTS\n型号：MS-702\n安装与调试，确保设备状态达到最佳工作状态。",null,"台",1]
["36","03B021","拆除G2 工作站",null,"品牌：艾迪普\n型号：HPZ840\n安装与调试，确保设备状态达到最佳工作状态。\n备注：拆除设备的保护",null,"台",1]
[]
["37","03B022","恢复G2 工作站",null,"品牌：艾迪普\n型号：HPZ840\n安装与调试，确保设备状态达到最佳工作状态。",null,"台",1]
["38","03B023","拆除调音台",null,"品牌：YAMAHA\n型号：096i\n备注：拆除设备的保护",null,"台",1]
["39","03B024","恢复调音台",null,"品牌：YAMAHA\n型号：096i\n安装与调试，确保设备状态达到最佳工作状态。",null,"台",1]
["40","03B025","拆除提词器",null,"拆除提词器\n备注：拆除设备的保护",null,"套",2]
["41","03B026","恢复提词器",null,"恢复提词器，安装与调试，确保设备状态达到最佳工作状态。",null,"套",2]
["42","03B027","拆除主持人坐播背景大屏",null,"1、坐播区LED大屏（5.3m*1.9m）\n2、P1.875\n3、拆除设备的保护",null,"m2",10]
["43","03B028","恢复主持人坐播背景大屏",null,"1、坐播区LED大屏（5.3m*1.9m）\n2、P1.875\n3、更换锈蚀严重的支架和装饰板，恢复原装；提供屏幕色彩校正，使整屏颜色一致。",null,"m2",10]
[]
["44","03B029","拆除主持人站播背景大屏",null,"1、站播区LED大屏（3.85m*1.9m）\n2、P1.875\n3、拆除设备的保护",null,"m2",7.3]
[]
[]
[]
["本页小计"]
[]
[{"$nulls":3},"【新点2013清单造价江苏版 V10.3.6】"]
["分部分项工程和单价措施项目清单与计价表"]
["工程名称：语言科学与艺术实景实验室内部设备系统搬迁与重新安装调试03",{"$nulls":4},"标段：",{"$nulls":4},"第5页 共6页"]
["序号","项目编码","项目名称",null,"项目特征描述",null,"计量\n单位","工程量","金额（元）"]
[{"$nulls":8},"综合单价","合价",null,"其中"]
[{"$nulls":11},"暂估价"]
["45","03B030","恢复主持人站播背景大屏",null,"1、站播区LED大屏（3.85m*1.9m）\n2、更换锈蚀严重的支架和装饰板，恢复原装；提供屏幕色彩校正，使整屏颜色一致。",null,"m2",7.3]
[]
["46","03B031","拆除洗墙灯",null,"拆除洗墙灯，由于洗墙灯进水颜色变化不受控制，需要更新。",null,"套",10]
["47","03B032","恢复洗墙灯",null,"恢复洗墙灯，由于洗墙灯进水颜色变化不受控制，需要更新。",null,"套",10]
["48","03B033","拆除电视墙",null,"电视墙内部监视器、电视机需要包装，防止磕碰，搬运到指定地点存放整齐。拆解整面屏幕墙，做好漆面保护。搬迁至指定地点。",null,"组",1]
[]
["49","03B034","恢复电视墙",null,"安装屏幕墙，依次电视支架、监视器、电视机，恢复原样。",null,"组",1]
["50","03B035","拆除操作台",null,"操作台上监视器、电视机、旋转支架等需要包装，防止磕碰，搬运到指定地点存放整齐。拆解控制台屏幕墙，做好漆面保护。搬迁至指定地点。",null,"组",1]
[]
["51","03B036","恢复操作台",null,"安装操作台，依次安装旋转支架、监视器、电视机，恢复原样。",null,"组",1]
["52","03B037","拆除机柜",null,"1、拆除电源，标记电缆编号，记录设备摆放位置\n2、42U标准机柜\n3、拆除设备的保护",null,"套",2]
["53","03B038","恢复机柜",null,"安装操作台，依次安装旋转支架、监视器、电视机，恢复原样。",null,"套",2]
["54","03B039","拆除灯光直通柜",null,"1、记录电缆编号，拆解灯光电缆\n2、ZTG-48 48路灯光直通柜\n3、拆除设备的保护",null,"套",1]
["55","03B040","恢复灯光直通柜",null,"1、标记电缆编号连接灯光电源线",null,"套",1]
[]
["本页小计"]
[]
[{"$nulls":3},"【新点2013清单造价江苏版 V10.3.6】"]
["分部分项工程和单价措施项目清单与计价表"]
["工程名称：语言科学与艺术实景实验室内部设备系统搬迁与重新安装调试03",{"$nulls":4},"标段：",{"$nulls":4},"第6页 共6页"]
["序号","项目编码","项目名称",null,"项目特征描述",null,"计量\n单位","工程量","金额（元）"]
[{"$nulls":8},"综合单价","合价",null,"其中"]
[{"$nulls":11},"暂估价"]
["56","03B041","拆除调光台",null,"1、河东调光台\n2、HDL-2012-96\n3、拆除设备的保护",null,"套",1]
["57","03B042","恢复调光台",null,"1、标记电缆编号连接灯光电源线",null,"套",1]
[null,null,"分部分项合计",{"$nulls":4},""]
{"$rows_empty":31}
["本页小计"]
["合    计"]
[]
[{"$nulls":3},"【新点2013清单造价江苏版 V10.3.6】"]

{"sheet":"5.2 表-11 总价措施项目清单与计价表(徐州)","index":24,"n_rows":71,"n_cols":14,"rows_kept":71,"merged":[[0,0,0,14],[1,0,1,6],[1,7,1,11],[1,12,1,14],[2,2,2,4],[2,6,2,7],[2,8,2,9],[2,11,2,12],[2,13,2,14],[3,2,3,4],[3,6,3,7],[3,8,3,9],[3,11,3,12],[3,13,3,14],[4,2,4,4],[4,6,4,7],[4,8,4,9],[4,11,4,12],[4,13,4,14],[5,2,5,4],[5,6,5,7],[5,8,5,9],[5,11,5,12],[5,13,5,14],[6,2,6,4],[6,6,6,7],[6,8,6,9],[6,11,6,12],[6,13,6,14],[7,2,7,4],[7,6,7,7],[7,8,7,9],[7,11,7,12],[7,13,7,14],[8,0,11,0],[8,1,11,1],[8,2,11,4],[8,5,11,5],[8,6,11,7],[8,8,11,9],[8,10,11,10],[8,11,11,12],[8,13,11,14],[12,2,12,4],[12,6,12,7],[12,8,12,9],[12,11,12,12],[12,13,12,14],[13,2,13,4],[13,6,13,7],[13,8,13,9],[13,11,13,12],[13,13,13,14],[14,2,14,4],[14,6,14,7],[14,8,14,9],[14,11,14,12],[14,13,14,14],[15,0,15,14],[17,3,17,14],[18,0,18,3],[18,9,18,13],[19,0,19,14],[20,0,20,6],[20,7,20,11],[20,12,20,14],[21,2,21,4],[21,6,21,7],[21,8,21,9],[21,11,21,12],[21,13,21,14],[22,2,22,4],[22,6,22,7],[22,8,22,9],[22,11,22,12],[22,13,22,14],[23,2,23,4],[23,6,23,7],[23,8,23,9],[23,11,23,12],[23,13,23,14],[24,2,24,4],[24,6,24,7],[24,8,24,9],[24,11,24,12],[24,13,24,14],[25,2,25,4],[25,6,25,7],[25,8,25,9],[25,11,25,12],[25,13,25,14],[26,2,26,4],[26,6,26,7],[26,8,26,9],[26,11,26,12],[26,13,26,14],[27,0,28,0],[27,1,28,1],[27,2,28,4],[27,5,28,5],[27,6,28,7],[27,8,28,9],[27,10,28,10],[27,11,28,12],[27,13,28,14],[29,0,31,0],[29,1,31,1],[29,2,31,4],[29,5,31,5],[29,6,31,7],[29,8,31,9],[29,10,31,10],[29,11,31,12],[29,13,31,14],[32,2,32,4],[32,6,32,7],[32,8,32,9],[32,11,32,12],[32,13,32,14],[33,2,33,4],[33,6,33,7],[33,8,33,9],[33,11,33,12],[33,13,33,14],[34,0,34,14],[35,3,35,14],[36,0,36,3],[36,9,36,13],[37,0,37,14],[38,0,38,6],[38,7,38,11],[38,12,38,14],[39,2,39,4],[39,6,39,7],[39,8,39,9],[39,11,39,12],[39,13,39,14],[40,0,42,0],[40,1,42,1],[40,2,42,4],[40,5,42,5],[40,6,42,7],[40,8,42,9],[40,10,42,10],[40,11,42,12],[40,13,42,14],[43,2,43,4],[43,6,43,7],[43,8,43,9],[43,11,43,12],[43,13,43,14],[44,2,44,4],[44,6,44,7],[44,8,44,9],[44,11,44,12],[44,13,44,14],[45,2,45,4],[45,6,45,7],[45,8,45,9],[45,11,45,12],[45,13,45,14],[46,2,46,4],[46,6,46,7],[46,8,46,9],[46,11,46,12],[46,13,46,14],[47,2,47,4],[47,6,47,7],[47,8,47,9],[47,11,47,12],[47,13,47,14],[48,2,48,4],[48,6,48,7],[48,8,48,9],[48,11,48,12],[48,13,48,14],[49,2,49,4],[49,6,49,7],[49,8,49,9],[49,11,49,12],[49,13,49,14],[50,2,50,4],[50,6,50,7],[50,8,50,9],[50,11,50,12],[50,13,50,14],[51,2,51,4],[51,6,51,7],[51,8,51,9],[51,11,51,12],[51,13,51,14],[52,2,52,4],[52,6,52,7],[52,8,52,9],[52,11,52,12],[52,13,52,14],[53,2,53,4],[53,6,53,7],[53,8,53,9],[53,11,53,12],[53,13,53,14],[54,2,54,4],[54,6,54,7],[54,8,54,9],[54,11,54,12],[54,13,54,14],[55,2,55,4],[55,6,55,7],[55,8,55,9],[55,11,55,12],[55,13,55,14],[56,2,56,4],[56,6,56,7],[56,8,56,9],[56,11,56,12],[56,13,56,14],[57,2,57,4],[57,6,57,7],[57,8,57,9],[57,11,57,12],[57,13,57,14],[58,2,58,4],[58,6,58,7],[58,8,58,9],[58,11,58,12],[58,13,58,14],[59,2,59,4],[59,6,59,7],[59,8,59,9],[59,11,59,12],[59,13,59,14],[60,2,60,4],[60,6,60,7],[60,8,60,9],[60,11,60,12],[60,13,60,14],[61,2,61,4],[61,6,61,7],[61,8,61,9],[61,11,61,12],[61,13,61,14],[62,2,62,4],[62,6,62,7],[62,8,62,9],[62,11,62,12],[62,13,62,14],[63,2,63,4],[63,6,63,7],[63,8,63,9],[63,11,63,12],[63,13,63,14],[64,2,64,4],[64,6,64,7],[64,8,64,9],[64,11,64,12],[64,13,64,14],[65,2,65,4],[65,6,65,7],[65,8,65,9],[65,11,65,12],[65,13,65,14],[66,2,66,4],[66,6,66,7],[66,8,66,9],[66,11,66,12],[66,13,66,14],[67,0,67,14],[69,3,69,14],[70,0,70,3],[70,9,70,13]],"flags":["formulas_cached_only"]}
["总价措施项目清单与计价表"]
["工程名称：语言科学与艺术实景实验室内部设备系统搬迁与重新安装调试03",{"$nulls":6},"标段：",{"$nulls":4},"第1页 共3页"]
["序号","项目编码","项目名称",null,null,"计算基础","费率（%）",null,"金额（元）",null,"调整\n费率（%）","调整后\n金额（元）",null,"备注"]
["1","011707001001","安全文明施工费",{"$nulls":3},""]
["1.1",null,"基本费",null,null,"分部分项合计+单价措施项目合计-除税工程设备费",1.5]
["1.2",null,"增加费",null,null,"分部分项合计+单价措施项目合计-除税工程设备费",""]
["1.3",null,"扬尘污染防治增加费",null,null,"分部分项合计+单价措施项目合计-除税工程设备费",0.21]
["2","011707002001","夜间施工",null,null,"分部分项合计+单价措施项目合计-除税工程设备费",""]
["3","011707003001","非夜间施工照明",null,null,"分部分项合计+单价措施项目合计-除税工程设备费","",{"$nulls":6},"在计取非夜间施工照明费时，建筑工程、仿古工程、修缮土建部分仅地下室（地宫）部分可计取；单独装饰、安装工程、园林绿化工程、修缮安装部分仅特殊施工部位内施工项目可计取"]
[]
[]
[]
["4","011707004001","二次搬运",null,null,"分部分项合计+单价措施项目合计-除税工程设备费",""]
["5","011707005001","冬雨季施工",null,null,"分部分项合计+单价措施项目合计-除税工程设备费",""]
[]
[]
[]
[{"$nulls":3},"【新点2013清单造价江苏版 V10.3.6】"]
["编制人（造价人员）：",{"$nulls":8},"复核人（造价工程师）："]
["总价措施项目清单与计价表"]
["工程名称：语言科学与艺术实景实验室内部设备系统搬迁与重新安装调试03",{"$nulls":6},"标段：",{"$nulls":4},"第2页 共3页"]
["序号","项目编码","项目名称",null,null,"计算基础","费率（%）",null,"金额（元）",null,"调整\n费率（%）","调整后\n金额（元）",null,"备注"]
["6","011707006001","地上、地下设施、建筑物的临时保护设施",null,null,"分部分项合计+单价措施项目合计-除税工程设备费",""]
["7","011707007001","已完工程及设备保护",null,null,"分部分项合计+单价措施项目合计-除税工程设备费",""]
["8","011707008001","临时设施",null,null,"分部分项合计+单价措施项目合计-除税工程设备费",""]
["9","011707009001","赶工措施",null,null,"分部分项合计+单价措施项目合计-除税工程设备费",""]
["10","011707010001","工程按质论价",null,null,"分部分项合计+单价措施项目合计-除税工程设备费",""]
["11","011707011001","住宅分户验收",null,null,"分部分项合计+单价措施项目合计-除税工程设备费","",{"$nulls":6},"在计取住宅分户验收时，大型土石方工程、桩基工程和地下室部分不计入计费基础"]
[]
["12","011707012001","建筑工人实名制费用",null,null,"分部分项合计+单价措施项目合计-除税工程设备费","",{"$nulls":6},"建筑工人实名制设备由建筑工人工资专用账户开户银行提供的，建筑工人实名制费用按表中费率乘以0.5系数计取"]
[]
[]
["13","011707091001","特殊条件下施工增加费",null,null,"分部分项合计+单价措施项目合计-除税工程设备费",""]
[]
[]
[{"$nulls":3},"【新点2013清单造价江苏版 V10.3.6】"]
["编制人（造价人员）：",{"$nulls":8},"复核人（造价工程师）："]
["总价措施项目清单与计价表"]
["工程名称：语言科学与艺术实景实验室内部设备系统搬迁与重新安装调试03",{"$nulls":6},"标段：",{"$nulls":4},"第3页 共3页"]
["序号","项目编码","项目名称",null,null,"计算基础","费率（%）",null,"金额（元）",null,"调整\n费率（%）","调整后\n金额（元）",null,"备注"]
["14","011707015001","智慧工地费用",null,null,"分部分项合计+单价措施项目合计-除税工程设备费","",{"$nulls":6},"现场安全隐患排查、人员信息动态管理、扬尘管控视频监控、高处作业防护预警、危大工程监测预警和集成平台等设备、软件和管理费用。"]
[]
[]
["15","011707016001","新冠疫情常态化防控",null,null,"分部分项合计+单价措施项目合计-除税工程设备费",""]
{"$rows_empty":25}
[{"$nulls":3},"【新点2013清单造价江苏版 V10.3.6】"]
["编制人（造价人员）：",{"$nulls":8},"复核人（造价工程师）："]

{"sheet":"5.3 表-12 其他项目清单与计价汇总表","index":25,"n_rows":43,"n_cols":8,"rows_kept":43,"merged":[[0,0,0,7],[1,0,1,3],[1,4,1,6],[2,1,2,2],[2,3,2,4],[2,6,2,7],[3,1,3,2],[3,3,3,4],[3,6,3,7],[4,1,4,2],[4,3,4,4],[4,6,4,7],[5,1,5,2],[5,3,5,4],[5,6,5,7],[6,1,6,2],[6,3,6,4],[6,6,6,7],[7,1,7,2],[7,3,7,4],[7,6,7,7],[8,1,8,2],[8,3,8,4],[8,6,8,7],[9,1,9,2],[9,3,9,4],[9,6,9,7],[10,1,10,2],[10,3,10,4],[10,6,10,7],[11,1,11,2],[11,3,11,4],[11,6,11,7],[12,1,12,2],[12,3,12,4],[12,6,12,7],[13,1,13,2],[13,3,13,4],[13,6,13,7],[14,1,14,2],[14,3,14,4],[14,6,14,7],[15,1,15,2],[15,3,15,4],[15,6,15,7],[16,1,16,2],[16,3,16,4],[16,6,16,7],[17,1,17,2],[17,3,17,4],[17,6,17,7],[18,1,18,2],[18,3,18,4],[18,6,18,7],[19,1,19,2],[19,3,19,4],[19,6,19,7],[20,1,20,2],[20,3,20,4],[20,6,20,7],[21,1,21,2],[21,3,21,4],[21,6,21,7],[22,1,22,2],[22,3,22,4],[22,6,22,7],[23,1,23,2],[23,3,23,4],[23,6,23,7],[24,1,24,2],[24,3,24,4],[24,6,24,7],[25,1,25,2],[25,3,25,4],[25,6,25,7],[26,1,26,2],[26,3,26,4],[26,6,26,7],[27,1,27,2],[27,3,27,4],[27,6,27,7],[28,1,28,2],[28,3,28,4],[28,6,28,7],[29,1,29,2],[29,3,29,4],[29,6,29,7],[30,1,30,2],[30,3,30,4],[30,6,30,7],[31,1,31,2],[31,3,31,4],[31,6,31,7],[32,1,32,2],[32,3,32,4],[32,6,32,7],[33,1,33,2],[33,3,33,4],[33,6,33,7],[34,1,34,2],[34,3,34,4],[34,6,34,7],[35,1,35,2],[35,3,35,4],[35,6,35,7],[36,1,36,2],[36,3,36,4],[36,6,36,7],[37,1,37,2],[37,3,37,4],[37,6,37,7],[38,1,38,2],[38,3,38,4],[38,6,38,7],[39,1,39,2],[39,3,39,4],[39,6,39,7],[40,0,40,2],[40,3,40,4],[40,6,40,7],[42,2,42,7]],"flags":["formulas_cached_only"]}
["其他项目清单与计价汇总表"]
["工程名称：语言科学与艺术实景实验室内部设备系统搬迁与重新安装调试03",{"$nulls":3},"标段：",null,null,"第1页 共1页"]
["序号","项目名称",null,"金额(元)",null,"结算金额(元)","备注"]
["1","暂列金额",null,""]
["2","暂估价",null,""]
["2.1","材料暂估价",null,""]
["2.2","专业工程暂估价",null,""]
["3","计日工",null,""]
["4","总承包服务费",null,""]
{"$rows_empty":31}
["合  计",null,null,""]
[]
[null,null,"【新点2013清单造价江苏版 V10.3.6】"]

{"sheet":"5.4 表-12-1 暂列金额明细表","index":26,"n_rows":43,"n_cols":7,"rows_kept":43,"merged":[[0,0,0,6],[1,0,1,3],[1,4,1,5],[2,1,2,2],[2,3,2,4],[3,1,3,2],[3,3,3,4],[4,1,4,2],[4,3,4,4],[5,1,5,2],[5,3,5,4],[6,1,6,2],[6,3,6,4],[7,1,7,2],[7,3,7,4],[8,1,8,2],[8,3,8,4],[9,1,9,2],[9,3,9,4],[10,1,10,2],[10,3,10,4],[11,1,11,2],[11,3,11,4],[12,1,12,2],[12,3,12,4],[13,1,13,2],[13,3,13,4],[14,1,14,2],[14,3,14,4],[15,1,15,2],[15,3,15,4],[16,1,16,2],[16,3,16,4],[17,1,17,2],[17,3,17,4],[18,1,18,2],[18,3,18,4],[19,1,19,2],[19,3,19,4],[20,1,20,2],[20,3,20,4],[21,1,21,2],[21,3,21,4],[22,1,22,2],[22,3,22,4],[23,1,23,2],[23,3,23,4],[24,1,24,2],[24,3,24,4],[25,1,25,2],[25,3,25,4],[26,1,26,2],[26,3,26,4],[27,1,27,2],[27,3,27,4],[28,1,28,2],[28,3,28,4],[29,1,29,2],[29,3,29,4],[30,1,30,2],[30,3,30,4],[31,1,31,2],[31,3,31,4],[32,1,32,2],[32,3,32,4],[33,1,33,2],[33,3,33,4],[34,1,34,2],[34,3,34,4],[35,1,35,2],[35,3,35,4],[36,1,36,2],[36,3,36,4],[37,1,37,2],[37,3,37,4],[38,1,38,2],[38,3,38,4],[39,1,39,2],[39,3,39,4],[40,0,40,4],[42,2,42,6]],"flags":["formulas_cached_only"]}
["暂列金额明细表"]
["工程名称：语言科学与艺术实景实验室内部设备系统搬迁与重新安装调试03",{"$nulls":3},"标段：",null,"第1页 共1页"]
["序号","项目名称",null,"计量单位",null,"暂定金额(元)","备注"]
{"$rows_empty":37}
["合  计",{"$nulls":4},""]
[]
[null,null,"【新点2013清单造价江苏版 V10.3.6】"]

{"sheet":"5.5 表-12-2 材料（工程设备）暂估单价及调整表","index":27,"n_rows":44,"n_cols":16,"rows_kept":44,"merged":[[0,0,0,15],[1,0,1,6],[1,7,1,12],[1,13,1,15],[2,0,3,0],[2,1,3,1],[2,2,3,3],[2,4,3,4],[2,5,2,7],[2,8,2,9],[2,10,2,11],[2,12,2,14],[2,15,3,15],[3,6,3,7],[3,12,3,13],[4,2,4,3],[4,6,4,7],[4,12,4,13],[5,2,5,3],[5,6,5,7],[5,12,5,13],[6,2,6,3],[6,6,6,7],[6,12,6,13],[7,2,7,3],[7,6,7,7],[7,12,7,13],[8,2,8,3],[8,6,8,7],[8,12,8,13],[9,2,9,3],[9,6,9,7],[9,12,9,13],[10,2,10,3],[10,6,10,7],[10,12,10,13],[11,2,11,3],[11,6,11,7],[11,12,11,13],[12,2,12,3],[12,6,12,7],[12,12,12,13],[13,2,13,3],[13,6,13,7],[13,12,13,13],[14,2,14,3],[14,6,14,7],[14,12,14,13],[15,2,15,3],[15,6,15,7],[15,12,15,13],[16,2,16,3],[16,6,16,7],[16,12,16,13],[17,2,17,3],[17,6,17,7],[17,12,17,13],[18,2,18,3],[18,6,18,7],[18,12,18,13],[19,2,19,3],[19,6,19,7],[19,12,19,13],[20,2,20,3],[20,6,20,7],[20,12,20,13],[21,2,21,3],[21,6,21,7],[21,12,21,13],[22,2,22,3],[22,6,22,7],[22,12,22,13],[23,2,23,3],[23,6,23,7],[23,12,23,13],[24,2,24,3],[24,6,24,7],[24,12,24,13],[25,2,25,3],[25,6,25,7],[25,12,25,13],[26,2,26,3],[26,6,26,7],[26,12,26,13],[27,2,27,3],[27,6,27,7],[27,12,27,13],[28,2,28,3],[28,6,28,7],[28,12,28,13],[29,2,29,3],[29,6,29,7],[29,12,29,13],[30,2,30,3],[30,6,30,7],[30,12,30,13],[31,2,31,3],[31,6,31,7],[31,12,31,13],[32,2,32,3],[32,6,32,7],[32,12,32,13],[33,2,33,3],[33,6,33,7],[33,12,33,13],[34,2,34,3],[34,6,34,7],[34,12,34,13],[35,2,35,3],[35,6,35,7],[35,12,35,13],[36,2,36,3],[36,6,36,7],[36,12,36,13],[37,2,37,3],[37,6,37,7],[37,12,37,13],[38,2,38,3],[38,6,38,7],[38,12,38,13],[39,2,39,3],[39,6,39,7],[39,12,39,13],[40,2,40,3],[40,6,40,7],[40,12,40,13],[41,0,41,4],[41,6,41,7],[41,12,41,13],[43,3,43,15]],"flags":["formulas_cached_only"]}
["材料（工程设备）暂估单价及调整表"]
["工程名称：语言科学与艺术实景实验室内部设备系统搬迁与重新安装调试03",{"$nulls":6},"标段：",{"$nulls":5},"第1页 共1页"]
["序号","材料编码","材料(工程设备)名称、规格、型号",null,"计量单位","数量",null,null,"暂估（元）",null,"确认（元）",null,"差额±(元)",null,null,"备注"]
[{"$nulls":5},"投标","确认",null,"单价","合价","单价","合价","单价",null,"合价"]
{"$rows_empty":37}
["合计",{"$nulls":8},""]
[]
[{"$nulls":3},"【新点2013清单造价江苏版 V10.3.6】"]

{"sheet":"5.6 表-12-3 专业工程暂估价及结算价表","index":28,"n_rows":43,"n_cols":10,"rows_kept":43,"merged":[[0,0,0,9],[1,0,1,4],[1,5,1,7],[1,8,1,9],[2,1,2,2],[2,4,2,5],[2,7,2,8],[3,1,3,2],[3,4,3,5],[3,7,3,8],[4,1,4,2],[4,4,4,5],[4,7,4,8],[5,1,5,2],[5,4,5,5],[5,7,5,8],[6,1,6,2],[6,4,6,5],[6,7,6,8],[7,1,7,2],[7,4,7,5],[7,7,7,8],[8,1,8,2],[8,4,8,5],[8,7,8,8],[9,1,9,2],[9,4,9,5],[9,7,9,8],[10,1,10,2],[10,4,10,5],[10,7,10,8],[11,1,11,2],[11,4,11,5],[11,7,11,8],[12,1,12,2],[12,4,12,5],[12,7,12,8],[13,1,13,2],[13,4,13,5],[13,7,13,8],[14,1,14,2],[14,4,14,5],[14,7,14,8],[15,1,15,2],[15,4,15,5],[15,7,15,8],[16,1,16,2],[16,4,16,5],[16,7,16,8],[17,1,17,2],[17,4,17,5],[17,7,17,8],[18,1,18,2],[18,4,18,5],[18,7,18,8],[19,1,19,2],[19,4,19,5],[19,7,19,8],[20,1,20,2],[20,4,20,5],[20,7,20,8],[21,1,21,2],[21,4,21,5],[21,7,21,8],[22,1,22,2],[22,4,22,5],[22,7,22,8],[23,1,23,2],[23,4,23,5],[23,7,23,8],[24,1,24,2],[24,4,24,5],[24,7,24,8],[25,1,25,2],[25,4,25,5],[25,7,25,8],[26,1,26,2],[26,4,26,5],[26,7,26,8],[27,1,27,2],[27,4,27,5],[27,7,27,8],[28,1,28,2],[28,4,28,5],[28,7,28,8],[29,1,29,2],[29,4,29,5],[29,7,29,8],[30,1,30,2],[30,4,30,5],[30,7,30,8],[31,1,31,2],[31,4,31,5],[31,7,31,8],[32,1,32,2],[32,4,32,5],[32,7,32,8],[33,1,33,2],[33,4,33,5],[33,7,33,8],[34,1,34,2],[34,4,34,5],[34,7,34,8],[35,1,35,2],[35,4,35,5],[35,7,35,8],[36,1,36,2],[36,4,36,5],[36,7,36,8],[37,1,37,2],[37,4,37,5],[37,7,37,8],[38,1,38,2],[38,4,38,5],[38,7,38,8],[39,1,39,2],[39,4,39,5],[39,7,39,8],[40,0,40,3],[40,4,40,5],[40,7,40,8],[42,2,42,9]],"flags":["formulas_cached_only"]}
["专业工程暂估价及结算价表"]
["工程名称：语言科学与艺术实景实验室内部设备系统搬迁与重新安装调试03",{"$nulls":4},"标段：",null,null,"第1页 共1页"]
["序号","工程名称",null,"工程内容","暂估金额(元)",null,"结算金额(元)","差额±(元)",null,"备注"]
{"$rows_empty":37}
["合  计",{"$nulls":3},""]
[]
[null,null,"【新点2013清单造价江苏版 V10.3.6】"]

{"sheet":"5.7 表-12-4 计日工表","index":29,"n_rows":44,"n_cols":11,"rows_kept":44,"merged":[[0,0,0,10],[1,0,1,4],[1,5,1,8],[1,9,1,10],[2,0,3,0],[2,1,3,2],[2,3,3,3],[2,4,3,5],[2,6,3,6],[2,7,3,7],[2,8,2,10],[3,8,3,9],[4,1,4,2],[4,4,4,5],[4,8,4,9],[5,0,5,7],[5,8,5,9],[6,1,6,2],[6,4,6,5],[6,8,6,9],[7,0,7,7],[7,8,7,9],[8,1,8,2],[8,4,8,5],[8,8,8,9],[9,0,9,7],[9,8,9,9],[10,0,10,7],[10,8,10,9],[11,1,11,2],[11,4,11,5],[11,8,11,9],[12,1,12,2],[12,4,12,5],[12,8,12,9],[13,1,13,2],[13,4,13,5],[13,8,13,9],[14,1,14,2],[14,4,14,5],[14,8,14,9],[15,1,15,2],[15,4,15,5],[15,8,15,9],[16,1,16,2],[16,4,16,5],[16,8,16,9],[17,1,17,2],[17,4,17,5],[17,8,17,9],[18,1,18,2],[18,4,18,5],[18,8,18,9],[19,1,19,2],[19,4,19,5],[19,8,19,9],[20,1,20,2],[20,4,20,5],[20,8,20,9],[21,1,21,2],[21,4,21,5],[21,8,21,9],[22,1,22,2],[22,4,22,5],[22,8,22,9],[23,1,23,2],[23,4,23,5],[23,8,23,9],[24,1,24,2],[24,4,24,5],[24,8,24,9],[25,1,25,2],[25,4,25,5],[25,8,25,9],[26,1,26,2],[26,4,26,5],[26,8,26,9],[27,1,27,2],[27,4,27,5],[27,8,27,9],[28,1,28,2],[28,4,28,5],[28,8,28,9],[29,1,29,2],[29,4,29,5],[29,8,29,9],[30,1,30,2],[30,4,30,5],[30,8,30,9],[31,1,31,2],[31,4,31,5],[31,8,31,9],[32,1,32,2],[32,4,32,5],[32,8,32,9],[33,1,33,2],[33,4,33,5],[33,8,33,9],[34,1,34,2],[34,4,34,5],[34,8,34,9],[35,1,35,2],[35,4,35,5],[35,8,35,9],[36,1,36,2],[36,4,36,5],[36,8,36,9],[37,1,37,2],[37,4,37,5],[37,8,37,9],[38,1,38,2],[38,4,38,5],[38,8,38,9],[39,1,39,2],[39,4,39,5],[39,8,39,9],[40,1,40,2],[40,4,40,5],[40,8,40,9],[41,0,41,7],[41,8,41,9],[43,2,43,10]],"flags":["formulas_cached_only"]}
["计日工表"]
["工程名称：语言科学与艺术实景实验室内部设备系统搬迁与重新安装调试03",{"$nulls":4},"标段：",{"$nulls":3},"第1页 共1页"]
["编号","项目名称",null,"单位","暂定数量",null,"实际数量","综合单价","合价（元）"]
[{"$nulls":8},"暂定",null,"实际"]
["一","人工",null,null,""]
["人工小计"]
["二","材料",null,null,""]
["材料小计"]
["三","施工机械",null,null,""]
["机械小计"]
["四、企业管理费和利润"]
{"$rows_empty":30}
["总     计"]
[]
[null,null,"【新点2013清单造价江苏版 V10.3.6】"]

{"sheet":"5.8 表-12-5 总承包服务费计价表","index":30,"n_rows":43,"n_cols":10,"rows_kept":43,"merged":[[0,0,0,9],[1,0,1,4],[1,5,1,7],[1,8,1,9],[2,1,2,2],[2,4,2,5],[2,7,2,8],[3,1,3,2],[3,4,3,5],[3,7,3,8],[4,1,4,2],[4,4,4,5],[4,7,4,8],[5,1,5,2],[5,4,5,5],[5,7,5,8],[6,1,6,2],[6,4,6,5],[6,7,6,8],[7,1,7,2],[7,4,7,5],[7,7,7,8],[8,1,8,2],[8,4,8,5],[8,7,8,8],[9,1,9,2],[9,4,9,5],[9,7,9,8],[10,1,10,2],[10,4,10,5],[10,7,10,8],[11,1,11,2],[11,4,11,5],[11,7,11,8],[12,1,12,2],[12,4,12,5],[12,7,12,8],[13,1,13,2],[13,4,13,5],[13,7,13,8],[14,1,14,2],[14,4,14,5],[14,7,14,8],[15,1,15,2],[15,4,15,5],[15,7,15,8],[16,1,16,2],[16,4,16,5],[16,7,16,8],[17,1,17,2],[17,4,17,5],[17,7,17,8],[18,1,18,2],[18,4,18,5],[18,7,18,8],[19,1,19,2],[19,4,19,5],[19,7,19,8],[20,1,20,2],[20,4,20,5],[20,7,20,8],[21,1,21,2],[21,4,21,5],[21,7,21,8],[22,1,22,2],[22,4,22,5],[22,7,22,8],[23,1,23,2],[23,4,23,5],[23,7,23,8],[24,1,24,2],[24,4,24,5],[24,7,24,8],[25,1,25,2],[25,4,25,5],[25,7,25,8],[26,1,26,2],[26,4,26,5],[26,7,26,8],[27,1,27,2],[27,4,27,5],[27,7,27,8],[28,1,28,2],[28,4,28,5],[28,7,28,8],[29,1,29,2],[29,4,29,5],[29,7,29,8],[30,1,30,2],[30,4,30,5],[30,7,30,8],[31,1,31,2],[31,4,31,5],[31,7,31,8],[32,1,32,2],[32,4,32,5],[32,7,32,8],[33,1,33,2],[33,4,33,5],[33,7,33,8],[34,1,34,2],[34,4,34,5],[34,7,34,8],[35,1,35,2],[35,4,35,5],[35,7,35,8],[36,1,36,2],[36,4,36,5],[36,7,36,8],[37,1,37,2],[37,4,37,5],[37,7,37,8],[38,1,38,2],[38,4,38,5],[38,7,38,8],[39,1,39,2],[39,4,39,5],[39,7,39,8],[40,1,40,2],[40,4,40,5],[40,7,40,8],[42,2,42,9]],"flags":["formulas_cached_only"]}
["总承包服务费计价表"]
["工程名称：语言科学与艺术实景实验室内部设备系统搬迁与重新安装调试03",{"$nulls":4},"标段：",null,null,"第1页 共1页"]
["序号","项目名称",null,"项目价值(元)","服务内容",null,"计算基础","费率(％)",null,"金额(元)"]
["1","发包人发包专业工程",null,"",null,null,"项目价值"]
["2","发包人供应材料",null,"",null,null,"项目价值"]
{"$rows_empty":35}
[null,"合  计"]
[]
[null,null,"【新点2013清单造价江苏版 V10.3.6】"]

{"sheet":"5.9 表-13 规费、税金项目计价表","index":31,"n_rows":40,"n_cols":11,"rows_kept":40,"merged":[[0,0,0,11],[1,0,1,4],[1,5,1,8],[1,9,1,11],[2,1,2,2],[2,3,2,5],[2,6,2,7],[2,8,2,9],[2,10,2,11],[3,1,3,2],[3,3,3,5],[3,6,3,7],[3,8,3,9],[3,10,3,11],[4,1,4,2],[4,3,4,5],[4,6,4,7],[4,8,4,9],[4,10,4,11],[5,1,5,2],[5,3,5,5],[5,6,5,7],[5,8,5,9],[5,10,5,11],[6,1,6,2],[6,3,6,5],[6,6,6,7],[6,8,6,9],[6,10,6,11],[7,1,7,2],[7,3,7,5],[7,6,7,7],[7,8,7,9],[7,10,7,11],[8,1,8,2],[8,3,8,5],[8,6,8,7],[8,8,8,9],[8,10,8,11],[9,1,9,2],[9,3,9,5],[9,6,9,7],[9,8,9,9],[9,10,9,11],[10,1,10,2],[10,3,10,5],[10,6,10,7],[10,8,10,9],[10,10,10,11],[11,1,11,2],[11,3,11,5],[11,6,11,7],[11,8,11,9],[11,10,11,11],[12,1,12,2],[12,3,12,5],[12,6,12,7],[12,8,12,9],[12,10,12,11],[13,1,13,2],[13,3,13,5],[13,6,13,7],[13,8,13,9],[13,10,13,11],[14,1,14,2],[14,3,14,5],[14,6,14,7],[14,8,14,9],[14,10,14,11],[15,1,15,2],[15,3,15,5],[15,6,15,7],[15,8,15,9],[15,10,15,11],[16,1,16,2],[16,3,16,5],[16,6,16,7],[16,8,16,9],[16,10,16,11],[17,1,17,2],[17,3,17,5],[17,6,17,7],[17,8,17,9],[17,10,17,11],[18,1,18,2],[18,3,18,5],[18,6,18,7],[18,8,18,9],[18,10,18,11],[19,1,19,2],[19,3,19,5],[19,6,19,7],[19,8,19,9],[19,10,19,11],[20,1,20,2],[20,3,20,5],[20,6,20,7],[20,8,20,9],[20,10,20,11],[21,1,21,2],[21,3,21,5],[21,6,21,7],[21,8,21,9],[21,10,21,11],[22,1,22,2],[22,3,22,5],[22,6,22,7],[22,8,22,9],[22,10,22,11],[23,1,23,2],[23,3,23,5],[23,6,23,7],[23,8,23,9],[23,10,23,11],[24,1,24,2],[24,3,24,5],[24,6,24,7],[24,8,24,9],[24,10,24,11],[25,1,25,2],[25,3,25,5],[25,6,25,7],[25,8,25,9],[25,10,25,11],[26,1,26,2],[26,3,26,5],[26,6,26,7],[26,8,26,9],[26,10,26,11],[27,1,27,2],[27,3,27,5],[27,6,27,7],[27,8,27,9],[27,10,27,11],[28,1,28,2],[28,3,28,5],[28,6,28,7],[28,8,28,9],[28,10,28,11],[29,1,29,2],[29,3,29,5],[29,6,29,7],[29,8,29,9],[29,10,29,11],[30,1,30,2],[30,3,30,5],[30,6,30,7],[30,8,30,9],[30,10,30,11],[31,1,31,2],[31,3,31,5],[31,6,31,7],[31,8,31,9],[31,10,31,11],[32,1,32,2],[32,3,32,5],[32,6,32,7],[32,8,32,9],[32,10,32,11],[33,1,33,2],[33,3,33,5],[33,6,33,7],[33,8,33,9],[33,10,33,11],[34,1,34,2],[34,3,34,5],[34,6,34,7],[34,8,34,9],[34,10,34,11],[35,1,35,2],[35,3,35,5],[35,6,35,7],[35,8,35,9],[35,10,35,11],[36,0,36,9],[36,10,36,11],[38,2,38,11],[39,0,39,3],[39,7,39,10]],"flags":["formulas_cached_only"]}
["规费、税金项目计价表"]
["工程名称：语言科学与艺术实景实验室内部设备系统搬迁与重新安装调试03",{"$nulls":4},"标段：",{"$nulls":3},"第1页 共1页"]
["序号","项目名称",null,"计算基础",null,null,"计算基数(元)",null,"计算费率(％)",null,"金额(元)"]
["1","规费",null,"环境保护税+社会保险费+住房公积金",{"$nulls":4},100]
["1.1","社会保险费",null,"分部分项工程费+措施项目费+其他项目费-除税工程设备费",{"$nulls":4},2.4]
["1.2","住房公积金",null,"分部分项工程费+措施项目费+其他项目费-除税工程设备费",{"$nulls":4},0.42]
["1.3","环境保护税",null,"分部分项工程费+措施项目费+其他项目费-除税工程设备费",{"$nulls":4},""]
["2","税金",null,"分部分项工程费+措施项目费+其他项目费+规费-除税甲供材料和甲供设备费/1.01",{"$nulls":4},9]
{"$rows_empty":28}
["合  计"]
[]
[null,null,"【新点2013清单造价江苏版 V10.3.6】"]
["编制人（造价人员）：",{"$nulls":6},"复核人（造价工程师）："]

{"sheet":"5.10 表-20 发包人提供材料和工程设备一览表","index":32,"n_rows":43,"n_cols":13,"rows_kept":43,"merged":[[0,0,0,12],[1,0,1,5],[1,6,1,9],[1,10,1,12],[2,2,2,3],[2,5,2,6],[2,9,2,10],[3,2,3,3],[3,5,3,6],[3,9,3,10],[4,2,4,3],[4,5,4,6],[4,9,4,10],[5,2,5,3],[5,5,5,6],[5,9,5,10],[6,2,6,3],[6,5,6,6],[6,9,6,10],[7,2,7,3],[7,5,7,6],[7,9,7,10],[8,2,8,3],[8,5,8,6],[8,9,8,10],[9,2,9,3],[9,5,9,6],[9,9,9,10],[10,2,10,3],[10,5,10,6],[10,9,10,10],[11,2,11,3],[11,5,11,6],[11,9,11,10],[12,2,12,3],[12,5,12,6],[12,9,12,10],[13,2,13,3],[13,5,13,6],[13,9,13,10],[14,2,14,3],[14,5,14,6],[14,9,14,10],[15,2,15,3],[15,5,15,6],[15,9,15,10],[16,2,16,3],[16,5,16,6],[16,9,16,10],[17,2,17,3],[17,5,17,6],[17,9,17,10],[18,2,18,3],[18,5,18,6],[18,9,18,10],[19,2,19,3],[19,5,19,6],[19,9,19,10],[20,2,20,3],[20,5,20,6],[20,9,20,10],[21,2,21,3],[21,5,21,6],[21,9,21,10],[22,2,22,3],[22,5,22,6],[22,9,22,10],[23,2,23,3],[23,5,23,6],[23,9,23,10],[24,2,24,3],[24,5,24,6],[24,9,24,10],[25,2,25,3],[25,5,25,6],[25,9,25,10],[26,2,26,3],[26,5,26,6],[26,9,26,10],[27,2,27,3],[27,5,27,6],[27,9,27,10],[28,2,28,3],[28,5,28,6],[28,9,28,10],[29,2,29,3],[29,5,29,6],[29,9,29,10],[30,2,30,3],[30,5,30,6],[30,9,30,10],[31,2,31,3],[31,5,31,6],[31,9,31,10],[32,2,32,3],[32,5,32,6],[32,9,32,10],[33,2,33,3],[33,5,33,6],[33,9,33,10],[34,2,34,3],[34,5,34,6],[34,9,34,10],[35,2,35,3],[35,5,35,6],[35,9,35,10],[36,2,36,3],[36,5,36,6],[36,9,36,10],[37,2,37,3],[37,5,37,6],[37,9,37,10],[38,2,38,3],[38,5,38,6],[38,9,38,10],[39,2,39,3],[39,5,39,6],[39,9,39,10],[40,0,40,4],[40,5,40,6],[40,9,40,10],[42,3,42,12]],"flags":["formulas_cached_only"]}
["发包人提供材料和工程设备一览表"]
["工程名称：语言科学与艺术实景实验室内部设备系统搬迁与重新安装调试03",{"$nulls":5},"标段：",{"$nulls":3},"第1页 共1页"]
["序号","材料编码","材料(工程设备)名称、规格、型号",null,"单位","数量",null,"单价\n(元)","合价\n(元)","交货\n方式",null,"送达\n地点","备注"]
{"$rows_empty":37}
["合 计",{"$nulls":7},""]
[]
[{"$nulls":3},"【新点2013清单造价江苏版 V10.3.6】"]

{"sheet":"5.11 表-21 承包人材料设备（适用于造价信息差额调整法）","index":33,"n_rows":43,"n_cols":13,"rows_kept":43,"merged":[[0,0,0,12],[1,0,1,5],[1,6,1,9],[1,10,1,12],[2,2,2,3],[2,5,2,6],[2,9,2,10],[3,2,3,3],[3,5,3,6],[3,9,3,10],[4,2,4,3],[4,5,4,6],[4,9,4,10],[5,2,5,3],[5,5,5,6],[5,9,5,10],[6,2,6,3],[6,5,6,6],[6,9,6,10],[7,2,7,3],[7,5,7,6],[7,9,7,10],[8,2,8,3],[8,5,8,6],[8,9,8,10],[9,2,9,3],[9,5,9,6],[9,9,9,10],[10,2,10,3],[10,5,10,6],[10,9,10,10],[11,2,11,3],[11,5,11,6],[11,9,11,10],[12,2,12,3],[12,5,12,6],[12,9,12,10],[13,2,13,3],[13,5,13,6],[13,9,13,10],[14,2,14,3],[14,5,14,6],[14,9,14,10],[15,2,15,3],[15,5,15,6],[15,9,15,10],[16,2,16,3],[16,5,16,6],[16,9,16,10],[17,2,17,3],[17,5,17,6],[17,9,17,10],[18,2,18,3],[18,5,18,6],[18,9,18,10],[19,2,19,3],[19,5,19,6],[19,9,19,10],[20,2,20,3],[20,5,20,6],[20,9,20,10],[21,2,21,3],[21,5,21,6],[21,9,21,10],[22,2,22,3],[22,5,22,6],[22,9,22,10],[23,2,23,3],[23,5,23,6],[23,9,23,10],[24,2,24,3],[24,5,24,6],[24,9,24,10],[25,2,25,3],[25,5,25,6],[25,9,25,10],[26,2,26,3],[26,5,26,6],[26,9,26,10],[27,2,27,3],[27,5,27,6],[27,9,27,10],[28,2,28,3],[28,5,28,6],[28,9,28,10],[29,2,29,3],[29,5,29,6],[29,9,29,10],[30,2,30,3],[30,5,30,6],[30,9,30,10],[31,2,31,3],[31,5,31,6],[31,9,31,10],[32,2,32,3],[32,5,32,6],[32,9,32,10],[33,2,33,3],[33,5,33,6],[33,9,33,10],[34,2,34,3],[34,5,34,6],[34,9,34,10],[35,2,35,3],[35,5,35,6],[35,9,35,10],[36,2,36,3],[36,5,36,6],[36,9,36,10],[37,2,37,3],[37,5,37,6],[37,9,37,10],[38,2,38,3],[38,5,38,6],[38,9,38,10],[39,2,39,3],[39,5,39,6],[39,9,39,10],[40,2,40,3],[40,5,40,6],[40,9,40,10],[41,0,41,12],[42,3,42,12]],"flags":["formulas_cached_only"]}
["承包人提供主要材料和工程设备一览表\n（适用造价信息差额调整法）"]
["工程名称：语言科学与艺术实景实验室内部设备系统搬迁与重新安装调试03",{"$nulls":5},"标段：",{"$nulls":3},"第1页 共1页"]
["序号","材料编码","名称、规格、型号",null,"单位","数量",null,"风险系数\n(%)","基准单价\n(元)","投标单价\n(元)",null,"发承包人\n确认单价\n(元)","备注"]
{"$rows_empty":39}
[{"$nulls":3},"【新点2013清单造价江苏版 V10.3.6】"]